## Sheet2
1 | Sheet2
2 | ICPF
3 | IGO
4 | Investa_Property_Dec2022
5 | Asset Attributes
6 | Intensity Summary
7 | Footprint Summary
8 | Costs Summary
9 | Historic Utility Costs
10 | Historic Consumption
11 | Assumptions
12 | 1M-DUMMY
13 | All_Projects
14 | Asset Roadmap
15 | 1M-NR | 1 Market Street
16 | 117C-NR | 117 Clarence Street
17 | 120C-NR | 120 Collins Street
18 | 126P-NR | 126 Phillip Street
19 | 130P-NR | 130 Pitt Street
20 | 135K-NR | 135 King Street
21 | 151C-NR | 151 Clarence Street
22 | 179T-NR | 179 Turbot Street
23 | 201K-NR | 201 Kent Street
24 | 220L-NR | 220 London Circuit
25 | 259Q-NR | 259 Queen Street
26 | 347K-NR | 347 Kent Street
27 | 388G-NR | 388 George Street
28 | 1M-IS |  | 522 Flinders Lane
29 | 1M-OS
30 | 40M-NR | 40 Mount Street
31 | 420G-NR | 420 George Street
32 | 567C-NR | 567 Collins Street
33 | 6OC-NR | 6 O'Connell Street
34 | 60MP-NR | 60 Martin Place
35 | 135K-IS
36 | 135K-OS
37 | 126P-IS
38 | 126P-OS
39 | 40M-IS
40 | 40M-OS
41 | 420G-IS
42 | 420G-OS
43 | 201K-IS
44 | 201K-OS
45 | 20B-IS
46 | 20B-OS
47 | 347K-IS
48 | 347K-OS
49 | 117C-IS
50 | 117C-OS
51 | 60MP-IS
52 | 60MP-OS
53 | 130P-IS
54 | 130P-OS
55 | 151C-IS
56 | 151C-OS
57 | 6O'C-IS
58 | 6O'C-OS
59 | 179T-IS
60 | 179T-OS
61 | 259Q-IS
62 | 259Q-OS
63 | 120C-IS
64 | 120C-OS
65 | 567C-IS
66 | 567C-OS
67 | 575B-IS
68 | 575B-OS
69 | QV1-NR | QV1
70 | 850C-NR | 850 Collins Street
71 | 850C-IS
72 | 850C-OS
73 | 850C-NR_PC
74 | 20B-NR | 20 Bridge Street
75 | 105M-NR | 105 Miller Street
76 | 105M-IS
77 | 105M-OS
78 | QV1-IS
79 | QV1-OS
80 | 388G-IS
81 | 388G-OS

## ICPF
|  |  |  | Percentage |  |  | Areas |  |  |  |  | NABERS Roadmaps | [5 empty] | Electrification Plan |  |  |  | Renewable Energy | [5 empty] | Tenant Electricity Data
State | Asset | Electr. Contract | NLA | ICPF | IGO | IOM | ICPF | IGO | IOM | Emissions/m2 | kWh/m2 | ESG Roadmap | % complete | ESG Roadmap Comments | Complete | New/Strategic | Underway | Electrification Plan |  | Annual gas consumption | Electrification comments | Electricity agreement | ICPF | IGO | IOM | Renewable MWh | Annual MWh | Method for Tenant Electricity Data | % auto collected |  | % collected manually |  | Combined tenant data
NSW2 | 1 Market Street | NSW2 | 29199 | 100% | 0% | 100% | 29199 |  | 29199 | 52.2804 | 62.5663 | Yes | 100% |  | 29199 | 0 | 0 | Yes | 29199 | = | 2030-03-31 | 100% renewable | 29199 |  | 29199 | 1824.81 | 1824.81 | Gate metering of MDB | 100% | 29199 | 10% | 2919.9 | 100% | None
VIC2 | 120 Collins Street | VIC2 | 62987 | 50% | 0% | 100% | 62987 |  | 62987 | 58.6996 | 56.2692 | Underway | 100% | Expected completion March 2023 | 0 | 0 | 62987 | Underway | 62987 |  | TBA | Black |  |  |  | 0 | 3544.229 | Gate metering of MDB | 100% | 62987 |  | 0 | 100%
NSW2 | 126 Phillip Street | NSW2 | 42132 | 50% | 25% | 100% | 42132 | 42132 | 42132 | 58.5221 | 66.8608 | Yes | 100% |  | 42132 | 0 | 0 | Yes | 42132 |  | #NAME? | 100% renewable | 42132 | 42132 | 42132 | 2816.979 | 2816.979 | Gate metering of MDB | 100% | 42132 |  | 0 | 100%
NSW2 | 117 Clarence Street | NSW2 | 10619.1 | 100% | 0% | 100% | 10619.1 |  | 10619.1 | 42.2515 | 48.5452 | Strategic | 0% | Slated for divestment 2023-2024 | 0 | 10619.1 | 0 | Strategic | 10619.1 |  |  | 100% renewable | 10619.1 |  | 10619.1 | 607.252 | 607.252 | None | 0% | 0 | 0% | 0 | 0%
NSW2 | 135 King Street | NSW2 | 25991 | 100% | 0% | 100% | 25991 |  | 25991 | 42.7783 | 51.9236 | Yes | 100% |  | 25991 | 0 | 0 | Yes | 25991 |  | #NAME? | 100% renewable | 25991 |  | 25991 | 1415.593 | 1415.593 | Gate metering of MDB | 100% | 25991 | 25% | 6497.75 | 100% | None
NSW2 | 201 Kent Street | NSW2 | 38980 | 100% | 0% | 100% | 38980 |  | 38980 | 32.7566 | 38.9613 | Yes | 100% |  | 38980 | 0 | 0 | Yes | 38980 |  | #NAME? | 100% renewable | 38980 |  | 38980 | 1521.712 | 1521.712 | Gate metering of MDB | 100% | 38980 | 0% | 0 | 100% | None
QLD2 | 259 Queen Street | QLD2 | 24754 | 100% | 0% | 100% | 24754 |  | 24754 | 66.8019 | 75.9113 | Yes | 100% | Expected completion Feb 2023 | 24754 | 0 | 0 | N/A | 24754 |  | Complete | Black |  |  |  | 0 | 1879.108 | None | 0% | 0 | 15% | 3713.1 | 15%
NSW2 | 40 Mount Street | NSW2 | 28415.5 | 75% | 0% | 100% | 28415.5 |  | 28415.5 | 37.6906 | 42.6469 | Yes | 100% |  | 28415.5 | 0 | 0 | Yes | 28415.5 |  | #NAME? | 100% renewable | 28415.5 |  | 28415.5 | 1211 | 1211 | Tenant specific sub-metering | 100% | 28415.5 |  | 0 | 100%
NSW2 | 420 George Street | NSW2 | 37558 | 75% | 0% | 100% | 37558 |  | 37558 | 37.2521 | 45.5387 | Yes | 100% |  | 37558 | 0 | 0 | Yes | 37558 |  | 2035-03-01 | 100% renewable | 37558 |  | 37558 | 1710.342 | 1710.342 | Tenant specific sub-metering | 100% | 37558 |  | 0 | 100%
VIC2 | 567 Collins Street | VIC2 | 55051 | 50% | 50% | 100% | 55051 | 55051 | 55051 | 26.4853 | 23.2196 | Yes | 100% |  | 55051 | 0 | 0 | Yes | 55051 |  | #NAME? | Black |  |  |  | 0 | 1278.2635 | Tenant specific sub-metering | 100% | 55051 |  | 0 | 100%
NSW2 | 60 Martin Place | NSW2 | 39938 | 50% | 0% | 100% | 39938 |  | 39938 | 57.5277 | 64.9754 | New | 0% | New building. Electrification plan only | 0 | 39938 | 0 | No | 0 |  | TBA | 100% renewable | 39938 |  | 39938 | 2594.987 | 2594.987 | Tenant specific sub-metering | 100% | 39938 |  | 0 | 100%
VIC2 | 522 Flinders Lane | VIC2 | 1422 | 100% | 0% | 100% | 1422 |  | 1422 | 0 | 0 | Strategic | 0% | Carpark - N/A | 0 | 1422 | 0 | N/A | 1422 |  | Not required | Black |  |  |  | 0 | 0 | None | 0% | 0 | 0% | 0 | 0%
WA2 | QV1 | WA2 | 61127 | 50% | 0% | 0% | 61127 |  |  | 28.6898 | 38.9335 | Underway | 0% | Expected completion June 2023 | 0 | 0 | 61127 | Underway | 61127 |  | TBA | Black |  |  |  | 0 | 2379.891 | Tenant specific sub-metering | 100% | 61127 |  | 0 | 100%
NSW3 | 6 O'Connell Street | NSW3 | 12837.7 | 0% | 0% | 100% |  |  | 12837.7 | 71.9888 | 76.4261 | Yes | 100% | Expected completion March 2023 | 12837.7 | 0 | 0 | Yes | 12837.7 |  | TBA? | Black |  |  |  | 0 | 981.135 | None | 0% | 0 | 0% | 0 | 0%
|  |  | 471011.3 |  |  |  | 458173.6 | 97183 | 409884.3 |  |  | Complete | 294918.2 |  | 62.61% | 11.04% | 26.35% | 91.52% | 431073.3 |  | 0.0001943% | 23765.3015 | 252832.6 | 42132 | 252832.6 | 13702.675 |  | 421378.5 |  |  | 13130.75 |  | 92.25%
|  | strategics | 113106.1 | [7 empty] | By area: | Not Applicable | 51979.1 |  | 294918.2 | 73.65% | 100% | Complete or underway | #REF! |  | #REF! | 57.66% | [5 empty] | now |  |  |  |  | 70%
|  | New Total | 357905.2 | [8 empty] | Underway | 124114 |  | Total |  |  | Underway | 75824.7 |  | #REF!
| for iom-managed only, by area: | done | 294918.2 | 82.4% | [7 empty] | Not complete | 0 |  |  |  |  | n/a | #REF!
|  | underway | 62987 | 17.6% | [7 empty] | % of fund | 0% |  |  |  |  | not complete | 39938 |  | #REF! | [5 empty] | 100% Renewable
|  | not complete | 0 | 0% | [7 empty] | TOTAL | 471011.3 | [5 empty] | #REF! | [7 empty] | Black
|  |  |  | 100% | [17 empty] | rf 18/04/2023
[14 empty] | Including 'NA' sites | Excluding 'NA' sites | [7 empty] | ICPF | IGO | IOM |  |  | IOM
[12 empty] | Carbon Roadmaps | 294918.2 | 62.61% | 70.38% | [6 empty] | 100% renewable | 55.18% | 43.35% | 61.68% |  |  | 8
[12 empty] | Not Applicable | 51979.1 | 11.04% | [7 empty] | Black | [5 empty] | 6
[12 empty] | Underway | 124114 | 26.35% | 29.62% | [12 empty] | 57.14%
[12 empty] | Not complete | 0 | 0% | 0% | [7 empty] | ICPF Investa managed
[15 empty] | 100% | [7 empty] | 63.68%
[11 empty] | By property: | Carbon Roadmaps | 9 | 64.29%
[12 empty] | Not Applicable | 3 | 21.43%
[12 empty] | Underway | 2 | 14.29%
[12 empty] | Not complete | 0 | 0%
[13 empty] | 14 | 100%

## IGO
|  |  |  | Percentage |  |  | Areas |  |  |  |  | NABERS Roadmaps | [5 empty] | Electrification Plan |  |  | Renewable Energy | [5 empty] | Tenant Electricity Data
State | Asset | Electr. Contract | NLA | ICPF | IGO | IOM | ICPF | IGO | IOM | Emissions/m2 | kWh/m2 | ESG Roadmap | % complete | ESG Roadmap Comments | Complete | New/Strategic | Underway | Electrification Plan |  | Electrification comments | Electricity agreement | ICPF | IGO | IOM | Renewable MWh | Annual MWh | Method for Tenant Electricity Data | % auto collected |  | % collected manually |  | Combined tenant data
NSW2 | 126 Phillip Street | NSW2 | 42132 | 50% | 25% | 100% | 42132 | 42132 | 42132 | 58.5221 | 66.8608 | Yes | 100% |  | 42132 | 0 | 0 | Yes | 42132 | Forecast for FY30 | 100% renewable | 42132 | 42132 | 42132 | 2816.979 | 2816.979 | Gate metering of MDB | 100% | 42132 |  | 0 | 100%
NSW2 | 347 Kent Street | NSW2 | 26819 | 0% | 100% | 100% |  | 26819 | 26819 | 45.9712 | 55.3266 | Yes | 100% |  | 26819 | 0 | 0 | Yes | 26819 |  | 100% renewable |  | 26819 | 26819 | 1483.804 | 1483.804 | Tenant specific sub-metering | 100% | 26819 |  | 0 | 100%
VIC2 | 567 Collins Street | VIC2 | 55051 | 50% | 50% | 100% | 55051 | 55051 | 55051 | 26.4853 | 23.2196 | Yes | 100% |  | 55051 | 0 | 0 | Yes | 55051 |  | Black |  |  |  | 0 | 1278.2635 | Tenant specific sub-metering | 100% | 55051 |  | 0 | 100%
NSW2 | 151 Clarence Street | NSW2 | 20404 | 0% | 100% | 100% |  | 20404 | 20404 | 43.2025 | 51.9147 | New | 0% | New building. Electrification plan only | 0 | 20404 | 0 | Yes | 20404 | Boiler replacement 2034 | 100% renewable |  | 20404 | 20404 | 1059.267 | 1059.267 | Tenant specific sub-metering | 100% | 20404 |  | 0 | 100%
NSW3 | 388 George Street | NSW3 | 41253 | 0% | 50% | 0% |  | 41253 |  | 50.209 | 57.5204 | New | 0% | Brookfield preparing roadmap | 0 | 41253 | 0 | No | 0 |  | Black |  |  |  | 0 | 2372.889 | Tenant specific sub-metering | 100% | 41253 |  | 0 | 100%
|  |  | 185659 |  |  |  | 97183 | 185659 | 144406 |  |  | Complete | 124002 |  |  | 33.21% | 0% | 77.78% | 144406 | 0.0004189% | 9011.2025 | 42132 | 89355 | 89355 | 5360.05 |  | 185659 |  |  | 0 |  | 100%
|  | strategics | #REF! | [7 empty] | By area: | Not Applicable | 61657 |  | 124002 | #VALUE! | 33.21% | Complete or underway | #REF! | #REF! | 59.48% | [5 empty] | now |  |  |  |  | 70%
|  | New Total | #REF! | [8 empty] | Underway | 0 |  | Total |  |  | Underway | #REF! | #REF!
| for iom-managed only, by area: | done | 124002 | #REF! | [7 empty] | Not complete | 0 |  |  |  |  | n/a | #REF!
|  | underway | #REF! | #REF! | [7 empty] | % of fund | 0% |  |  |  |  | not complete | #REF! | #REF! | [5 empty] | 100% Renewable
|  | not complete | 0 | #REF! | [7 empty] | TOTAL | 185659 | [5 empty] | #REF! | [6 empty] | Black
|  |  |  | #REF! | [16 empty] | rf 18/04/2023
[14 empty] | Including 'NA' sites | Excluding 'NA' sites | [6 empty] | ICPF | IGO | IOM |  |  | IOM
[12 empty] | Carbon Roadmaps | 124002 | 66.79% | 100% | [5 empty] | 100% renewable | 43.35% | 48.13% | 61.88% |  |  | 3
[12 empty] | Not Applicable | 61657 | 33.21% | [6 empty] | Black | [5 empty] | 2
[12 empty] | Underway | 0 | 0% | 0% | [11 empty] | 60%
[12 empty] | Not complete | 0 | 0% | 0% | [6 empty] | ICPF Investa managed
[15 empty] | 100% | [6 empty] | #REF!
[11 empty] | By property: | Carbon Roadmaps | 3 | 60%
[12 empty] | Not Applicable | 2 | 40%
[12 empty] | Underway | 0 | 0%
[12 empty] | Not complete | 0 | 0%
[13 empty] | 5 | 100%

## Investa_Property_Dec2022
PropertyCode | PropertyName | PropertyAddr1 | PropertyCity | PropertyState | PostCode | ManagementStatus | PCALocation | TotalPropertyNLA | OccupiedNLA | PropertyNLAWithoutRetail | Occupancy | NumberOfCompanies | NumberOfFloors | NumberOfCarSpaces | PropertyType | FY22 elec cost ($/MWh)
p2001 | 1 Market Street | 1 Market Street | Sydney | NSW | 2000 | Internally Managed | Sydney CBD | 29487.8 | 25059.1 | 29199.4 | 84.98% | 40 | 58 | 670 | Office
p2060 | 105 Miller Street | 105-151 Miller Street | North Sydney | NSW | 2060 | Internally Managed | North Sydney | 28603.6 | 849.3 | 26716 | 2.969% | 7 | 44 |  | Office
p2053 | 117 Clarence Street | 117 Clarence Street | Sydney | NSW | 2000 | Internally Managed | Sydney CBD | 12516.5 | 11240.8 | 11522.7 | 89.81% | 13 | 23 | 29 | Office
p3001 | 120 Collins Street | 120 Collins Street | Melbourne | VIC | 3000 | Internally Managed | Melbourne CBD | 63963.9 | 52642.2 | 62987.1 | 82.3% | 58 | 85 | 282 | Office
p2006 | 126 Phillip Street | 126 Phillip Street | Sydney | NSW | 2000 | Internally Managed | Sydney CBD | 42133.5 | 40599.8 | 41666.8 | 96.36% | 43 | 52 | 77 | Office
p2052 | 130 Pitt Street | 130 Pitt Street | Sydney | NSW | 2000 | Internally Managed | Sydney CBD | 10907.5 | 6212.3 | 9829.4 | 56.95% | 20 | 28 | 0 | Office
p2032 | 135 King Street | 135 King Street | Sydney | NSW | 2000 | Internally Managed | Sydney CBD | 32621.9 | 29930.9 | 27263.2 | 91.75% | 30 | 48 | 72 | Office
p2051 | 151 Clarence Street | 151 Clarence Street | Sydney | NSW | 2000 | Internally Managed | Sydney CBD | 21891 | 21709 | 20404.8 | 99.17% | 17 | 34 | 42 | Office
p2050 | 20 bridge Street | 20 bridge Street | Sydney | NSW | 2000 | Internally Managed | Sydney CBD | 20353.18 | 19769.78 | 18450.18 | 97.13% | 19 | 28 | 34 | Office
p2028 | 201 Kent Street | 201 Kent Street | Sydney | NSW | 2000 | Internally Managed | Sydney CBD | 39812.4 | 31257.5 | 38966.2 | 78.51% | 43 | 63 | 264 | Office
p2602 | 220 London Circuit | 220 London Circuit | Canberra | ACT | 2600 | Externally Managed | Canberra | 23773 | 23637 | 22868 | 99.43% | 9 | 34 |  | Office
p6004 | QV1 | 250 St George's Terrace | Perth | WA | 6000 | Externally Managed | Perth | 64967.4 | 53161.4 | 61137.9 | 81.83% | 46 | 61 | 1071 | Office
p4013 | 259 Queen Street | 259 Queen Street | Brisbane | QLD | 4000 | Internally Managed | Brisbane CBD | 24754 | 24068 | 24754 | 97.23% | 12 | 20 | 113 | Office
p2067 | 347 Kent Street | 347 Kent Street | Sydney | NSW | 2000 | Internally Managed | Sydney CBD | 26818.6 | 16122.8 | 25663.2 | 60.12% | 10 | 27 | 75 | Office
p2019 | 388 George Street | 388 George Street | Sydney | NSW | 2000 | Externally Managed | Sydney CBD | 41084 | 31401 | 37430 | 76.43% | 14 | 45 | 71 | Office
p2056 | 40 Mount Street | 40 Mount Street | North Sydney | NSW | 2060 | Internally Managed | North Sydney | 28402.16 | 24309.73 | 26855.85 | 85.59% | 14 | 25 | 106 | Office
p2047 | 420 George Street | 420 George Street | Sydney | NSW | 2000 | Internally Managed | Sydney CBD | 37578.9 | 32521.7 | 37558.9 | 86.54% | 27 | 44 | 64 | Office
p3015 | 522 Flinders Lane | 522 Flinders Lane | Melbourne | VIC | 3000 | Internally Managed | Melbourne CBD | 1422 | 1422 | 1422 | 100% | 4 | 1 | 1014 | Office
p3008 | 567 Collins Street | 567 Collins Street | Melbourne | VIC | 3000 | Internally Managed | Melbourne CBD | 55051.2 | 51990.7 | 54067.7 | 94.44% | 30 | 46 | 156 | Office
p3013 | 575 Bourke Street | 575 Bourke Street | Melbourne | VIC | 3000 | Internally Managed | Melbourne CBD | 16420 | 11089 | 15617.5 | 67.53% | 22 | 32 | 62 | Office
p2059 | 6 O'Connell Street | 6 O'Connell Street | Sydney | NSW | 2000 | Internally Managed | Sydney CBD | 16038.3 | 14572.9 | 14598.7 | 90.86% | 51 | 55 | 108 | Office
p2049 | 60 Martin Place | 60 Martin Place | Sydney | NSW | 2001 | Internally Managed | Sydney CBD | 39938.2 | 39762.3 | 39273.9 | 99.56% | 29 | 42 | 66 | Office
p3014 | 850 Collins Street | 850 Collins Street | Melbourne | VIC | 3000 | Internally Managed | Melbourne CBD | 17308.6 | 11788.9 | 15863 | 68.11% | 14 | 23 | 142 | Office
p4021 | 179 Turbot Street | 179 Turbot Street | Brisbane | QLD | 4000 | Internally Managed | Brisbane CBD | 24837 | 8877 | 24784 | 35.74% | 12 | 33 | 187 | Office
1 Market Street
120 Collins Street
126 Phillip Street
117 Clarence Street
135 King Street
201 Kent Street
259 Queen Street
347 Kent Street
40 Mount Street
420 George Street
567 Collins Street
60 Martin Place
151 Clarence Street, Sydney
522 Flinders Lane
20 Bridge Street
179 Turbot Street
105 Miller Street
QV1
388 George Street
130 Pitt Street
575 Bourke Street
850 Collins Street
6 O'Connell Street

## Asset Attributes
|  |  |  | Percentage |  |  | Areas |  |  |  |  | NABERS Roadmaps | [5 empty] | Electrification Plan | [6 empty] | Renewable Energy | [5 empty] | Tenant Electricity Data
State | Asset | Electr. Contract | NLA | ICPF | IGO | IOM | ICPF | IGO | IOM | Emissions/m2 | kWh/m2 | ESG Roadmap | % complete | ESG Roadmap Comments | Complete | New/Strategic | Underway | Electrification Plan | Fully electric already | Complete or not required | Underway | Not Complete | Annual gas consumption (GJ) | Last Electrification Date | Electricity agreement | ICPF | IGO | IOM | Renewable MWh | Annual MWh | Method for Tenant Electricity Data | % auto collected |  | % collected manually |  | Combined tenant data |  | Address | Shorthand Tab References
NSW2 | 1 Market Street | NSW2 | 29166 | 100% | 0% | 100% | 29166 |  | 29166 | 52.2804 | 62.5663 | Yes | 100% |  | 29166 | 0 | 0 | Yes | 0 | 29166 | 0 | 0 | 1614.791 | 2030-03-31 | 100% renewable | 29166 |  | 29166 | 1824.81 | 1824.81 | Gate metering of MDB | 100% | 29166 | 10% | 2916.6 | 100% | None | 1 Market Street | 1M-NR
VIC2 | 120 Collins Street | VIC2 | 62987 | 50% | 0% | 100% | 62987 |  | 62987 | 58.6996 | 56.2692 | Underway | 100% | Expected completion March 2023 | 0 | 0 | 62987 | Underway | 0 | 0 | 62987 | 0 | 8473.163 | TBA | Black |  |  |  | 0 | 3544.229 | Gate metering of MDB | 100% | 62987 |  | 0 | 100% |  | 120 Collins Street
NSW2 | 126 Phillip Street | NSW2 | 42132 | 50% | 25% | 100% | 42132 | 42132 | 42132 | 58.5221 | 66.8608 | Yes | 100% |  | 42132 | 0 | 0 | Yes | 0 | 42132 | 0 | 0 | 4662.124 | #NAME? | 100% renewable | 42132 | 42132 | 42132 | 2816.979 | 2816.979 | Gate metering of MDB | 100% | 42132 |  | 0 | 100% |  | 126 Phillip Street
NSW2 | 117 Clarence Street | NSW2 | 12509 | 100% | 0% | 100% | 12509 |  | 12509 | 42.2515 | 48.5452 | Strategic | 0% | Slated for divestment 2023-2024 | 0 | 12509 | 0 | Strategic | 0 | 12509 | 0 | 0 | 946.923 | not applicable | 100% renewable | 12509 |  | 12509 | 607.252 | 607.252 | None | 0% | 0 | 0% | 0 | 0% |  | 117 Clarence Street
NSW2 | 135 King Street | NSW2 | 27263 | 100% | 0% | 100% | 27263 |  | 27263 | 42.7783 | 51.9236 | Yes | 100% |  | 27263 | 0 | 0 | Yes | 0 | 27263 | 0 | 0 | 930.447 | #NAME? | 100% renewable | 27263 |  | 27263 | 1415.593 | 1415.593 | Gate metering of MDB | 100% | 27263 | 25% | 6815.75 | 100% | None | 135 King Street
NSW2 | 201 Kent Street | NSW2 | 39057 | 100% | 0% | 100% | 39057 |  | 39057 | 32.7566 | 38.9613 | Yes | 100% |  | 39057 | 0 | 0 | Yes | 0 | 39057 | 0 | 0 | 1498.563 | #NAME? | 100% renewable | 39057 |  | 39057 | 1521.712 | 1521.712 | Gate metering of MDB | 100% | 39057 | 0% | 0 | 100% | None | 201 Kent Street
QLD2 | 259 Queen Street | QLD2 | 24754 | 100% | 0% | 100% | 24754 |  | 24754 | 66.8019 | 75.9113 | Yes | 100% | Expected completion Feb 2023 | 24754 | 0 | 0 | N/A | 24754 | 0 | 0 | 0 | 0 | not applicable | Black |  |  |  | 0 | 1879.108 | None | 0% | 0 | 15% | 3713.1 | 15% |  | 259 Queen Street
NSW2 | 347 Kent Street | NSW2 | 26819 | 0% | 100% | 100% |  | 26819 | 26819 | 45.9712 | 55.3266 | Yes | 100% |  | 26819 | 0 | 0 | Yes | 0 | 26819 | 0 | 0 | 1177.898 | #NAME? | 100% renewable |  | 26819 | 26819 | 1483.804 | 1483.804 | Tenant specific sub-metering | 100% | 26819 |  | 0 | 100% |  | 347 Kent Street
NSW2 | 40 Mount Street | NSW2 | 28396 | 75% | 0% | 100% | 28396 |  | 28396 | 37.6906 | 42.6469 | Yes | 100% |  | 28396 | 0 | 0 | Yes | 0 | 28396 | 0 | 0 | 2204 | #NAME? | 100% renewable | 28396 |  | 28396 | 1211 | 1211 | Tenant specific sub-metering | 100% | 28396 |  | 0 | 100% |  | 40 Mount Street
NSW2 | 420 George Street | NSW2 | 37558 | 75% | 0% | 100% | 37558 |  | 37558 | 37.2521 | 45.5387 | Yes | 100% |  | 37558 | 0 | 0 | Yes | 0 | 37558 | 0 | 0 | 930.447 | 2035-03-01 | 100% renewable | 37558 |  | 37558 | 1710.342 | 1710.342 | Tenant specific sub-metering | 100% | 37558 |  | 0 | 100% |  | 420 George Street
VIC2 | 567 Collins Street | VIC2 | 55051 | 50% | 50% | 100% | 55051 | 55051 | 55051 | 26.4853 | 23.2196 | Yes | 100% |  | 55051 | 0 | 0 | Yes | 0 | 55051 | 0 | 0 | 5473.325 | #NAME? | Black |  |  |  | 0 | 1278.2635 | Tenant specific sub-metering | 100% | 55051 |  | 0 | 100% |  | 567 Collins Street
NSW2 | 60 Martin Place | NSW2 | 39938 | 50% | 0% | 100% | 39938 |  | 39938 | 57.5277 | 64.9754 | New | 0% | New building. Electrification plan only | 0 | 39938 | 0 | No | 0 | 0 | 0 | 39938 | 4803.053 | TBA | 100% renewable | 39938 |  | 39938 | 2594.987 | 2594.987 | Tenant specific sub-metering | 100% | 39938 |  | 0 | 100% |  | 60 Martin Place
NSW2 | 151 Clarence Street | NSW2 | 20404 | 0% | 100% | 100% |  | 20404 | 20404 | 43.2025 | 51.9147 | New | 0% | New building. Electrification plan only | 0 | 20404 | 0 | Yes | 0 | 20404 | 0 | 0 | 867.11 | #NAME? | 100% renewable |  | 20404 | 20404 | 1059.267 | 1059.267 | Tenant specific sub-metering | 100% | 20404 |  | 0 | 100% |  | 151 Clarence Street
VIC2 | 522 Flinders Lane | VIC2 | 1422 | 100% | 0% | 100% | 1422 |  | 1422 | 0 | 0 | Strategic | 0% | Carpark - N/A | 0 | 1422 | 0 | N/A | 1422 | 0 | 0 | 0 | 0 | not applicable | Black |  |  |  | 0 | 0 | None | 0% | 0 | 0% | 0 | 0% |  | 522 Flinders Lane
NSW3 | 20 Bridge Street | NSW3 | 0 | 0% | 0% | 100% |  |  | 0 | 71.1979 | 88.6067 | Yes | 100% |  | 0 | 0 | 0 | Yes | 0 | 0 | 0 | 0 | 403.879 | not applicable | Black |  |  |  | 0 | 1538.549 | None | 0% | 0 | 0% | 0 | #DIV/0! |  | 20 Bridge Street
QLD2 | 179 Turbot Street | QLD2 | 24784 | 0% | 0% | 100% |  |  | 24784 | 31.7717 | 36.1042 | Yes | 100% | Expected completion March 2023 | 24784 | 0 | 0 | N/A | 24784 | 0 | 0 | 0 | 0 | not applicable | Black |  |  |  | 0 | 894.807 | Tenant specific sub-metering | 100% | 24784 |  | 0 | 100% |  | 179 Turbot Street
NSW2 | 105 Miller Street | NSW2 | 23555.5 | 0% | 0% | 100% |  |  | 23555.5 | 36.2506 | 39.2569 | Strategic | 0% |  | 0 | 23555.5 | 0 | Strategic | 0 | 23555.5 | 0 | 0 | 2394.261 | not applicable | 100% renewable |  |  | 23555.5 | 924.715 | 924.715 | None | 0% | 0 | 0% | 0 | 0% |  | 105 Miller Street
WA2 | QV1 | WA2 | 61127 | 50% | 0% | 0% | 61127 |  |  | 28.6898 | 38.9335 | Complete | 100% | Expected completion June 2023 | 0 | 0 | 0 | Underway | 0 | 0 | 61127 | 0 | 2165.6136 | TBA | Black |  |  |  | 0 | 2379.891 | Tenant specific sub-metering | 100% | 61127 |  | 0 | 100% |  | QV1
NSW3 | 388 George Street | NSW3 | 41253 | 0% | 50% | 0% |  | 41253 |  | 50.209 | 57.5204 | New | 0% | Brookfield preparing roadmap | 0 | 41253 | 0 | No | 0 | 0 | 0 | 41253 | 3817 | TBA | Black |  |  |  | 0 | 2372.889 | Tenant specific sub-metering | 100% | 41253 |  | 0 | 100% |  | 388 George Street
NSW3 | 130 Pitt Street | NSW3 | 0 | 0% | 0% | 100% |  |  | 8227.2 | 52.6185 | 66.6057 | Yes | 100% | Pricing received. Approval to complete CY23 | 8227.2 | 0 | 0 | N/A | 8227.2 | 0 | 0 | 0 | 0 | not applicable | Black |  |  |  | 0 | 547.9782 | None | 0% | 0 | 25% | 2056.8 | 25% |  | 130 Pitt Street
ACT2 | 220 London Circuit | ACT2 | 20861 | 100% | 0% | 0% | 20861 |  |  | 54.2991 | 53.3027 | Underway | 100% | Still being completed | 0 | 0 | 20861 | Yes | 0 | 20861 | 0 | 0 | 4934.901 | not applicable | Black |  |  |  | 0 | 1111.948 | None | 0% | 0 | 0% | 0 | 0% |  | 220 London Circuit
VIC2 | 850 Collins Street | VIC2 | 0 | 0% | 0% | 0% |  |  |  | 51.0273 | 49.3138 | Strategic | 100% | Net zero pathway yet proposed | 0 | 0 | 0 | Yes | 0 | 0 | 0 | 0 | 1726.591 | not applicable | Black |  |  |  | 0 | 775.3658 | Tenant specific sub-metering | 100% | 0 |  | 0 | #DIV/0! |  | 850 Collins Street
NSW3 | 6 O'Connell Street | NSW3 | 12837.7 | 0% | 0% | 6% |  |  | 12837.7 | 71.9888 | 76.4261 | Yes | 100% | Expected completion March 2023 | 12837.7 | 0 | 0 | Yes | 0 | 12837.7 | 0 | 0 | 2892.948 | not applicable | Black |  |  |  | 0 | 981.135 | None | 0% | 0 | 0% | 0 | 0% |  | 6 O'Connell Street
|  |  | 631874.2 |  |  |  | 482221 | 185659 | 516860.4 |  |  | Complete | 356044.9 |  | 56.35% | 22.01% | 13.27% | 631874.2 | 59187.2 | 375609.2 | 124114 | 81191 | 51917.0376 |  | 34474.6245 | 256019 | 89355 | 326797.5 | 17170.461 |  | 535935 |  |  | 15502.25 |  | 87.27%
|  | strategics | 200208.5 | [7 empty] | By area: | Not Applicable | 139081.5 |  | 356044.9 |  | 91.63% | [7 empty] | 49.81% | [5 empty] | now |  |  |  |  | 70%
|  | New Total | 431665.7 | [8 empty] | Underway | 83848 |  | Total | [9 empty] | 220 London Cct | 22868
| for iom-managed only, by area: | done | 356044.9 | [8 empty] | Not complete | 52899.8 |  |  |  |  | Fully Already electric | 9.367%
|  | underway | 83848 | [8 empty] | % of fund | 8.372% |  |  |  |  | Plan completed | 59.44% | [10 empty] | 100% Renewable
|  | not complete | 52899.8 | [8 empty] | TOTAL | 578974.4 |  |  |  |  | Plan underway | 19.64% | [10 empty] | Black
[18 empty] | Not yet complete | 12.85% | [5 empty] | rf 18/04/2023
[14 empty] | Including 'NA' sites | Excluding 'NA' sites | [10 empty] | ICPF | IGO | IOM |  |  | IOM
[12 empty] | Carbon Roadmaps | 356044.9 | 56.35% | 72.25% | [9 empty] | 100% renewable | 55.22% | 48.13% | 63.23% |  |  | 11
|  |  | 82.48% | [8 empty] | Not Applicable | 139081.5 | 22.01% | [10 empty] | Black | [5 empty] | 12
|  |  | 19.42% | [8 empty] | Underway | 83848 | 13.27% | 17.01% | [15 empty] | 47.83%
|  |  | 12.25% | [8 empty] | Not complete | 52899.8 | 8.372% | 10.73% | [10 empty] | ICPF Investa managed
|  |  | 114.2% | [11 empty] | 100% | [10 empty] | 60.8%
[11 empty] | By property: | Carbon Roadmaps | 12 | 52.17%
[12 empty] | Not Applicable | 6 | 26.09%
[12 empty] | Underway | 2 | 8.696%
[12 empty] | Not complete | 3 | 13.04%
[13 empty] | 23 | 100%

## Intensity Summary
Intensity Summary
Electricity Consumption Intensity (kWh/m2)
State | Asset | NLA | ICPF | IGO | IOM | BASE | CURRENT | FY25 | FY26 | FY27 | FY28 | FY29 | FY30 | FY31 | FY32 | FY33 | FY34 | Savings
NSW2 | 1 Market Street | 29166 | 100% |  | 100% | 62.5663 | 61.8806 | 61.8806 | 43.3659 | 41.6516 | 40.9659 | 40.9659 | 40.623 | 35.8229 | 35.8229 | 35.8229 | 35.8229 | -42.74%
VIC2 | 120 Collins Street | 62987 | 50% |  | 100% | 56.2692 | 56.2692 | 56.2692 | 56.2692 | 56.2692 | 56.2692 | 56.2692 | 56.2692 | 56.2692 | 56.2692 | 56.2692 | 56.2692 | 0%
NSW2 | 126 Phillip Street | 42132 | 50% | 100% | 100% | 66.8608 | 66.3861 | 66.3861 | 62.8259 | 62.8259 | 61.4018 | 61.4018 | 61.4018 | 49.5343 | 44.7873 | 44.7873 | 44.7873 | -33.01%
NSW2 | 117 Clarence Street | 12509 | 100% |  | 100% | 48.5452 | 48.5452 | 48.5452 | 48.5452 | 48.5452 | 48.5452 | 48.5452 | 48.5452 | 48.5452 | 48.5452 | 48.5452 | 48.5452 | 0%
NSW2 | 135 King Street | 27263 | 100% |  | 100% | 51.9236 | 51.9236 | 51.9236 | 51.9236 | 51.9236 | 43.4873 | 43.4873 | 43.4873 | 44.2208 | 44.2208 | 44.2208 | 44.2208 | -14.83%
NSW2 | 201 Kent Street | 39057 | 100% |  | 100% | 38.9613 | 38.1932 | 38.1932 | 26.0315 | 26.0315 | 25.3914 | 25.3914 | 25.3914 | 24.6233 | 5.1646 | 5.1646 | 5.1646 | -86.74%
QLD2 | 259 Queen Street | 24754 | 100% |  | 100% | 75.9113 | 75.9113 | 75.9113 | 75.9113 | 75.9113 | 68.7739 | 68.7739 | 68.7739 | 68.7739 | 63.9111 | 63.9111 | 63.9111 | -15.81%
NSW2 | 347 Kent Street | 26819 | 0% | 100% | 100% | 55.3266 | 55.3266 | 55.3266 | 56.0723 | 48.2421 | 48.2421 | 48.2421 | 48.2421 | 48.9878 | 48.9878 | 48.9878 | 40.7847 | -26.28%
NSW2 | 40 Mount Street | 28396 | 75% |  | 100% | 42.6469 | 43.7033 | 43.7033 | 43.7033 | 43.7033 | 40.1817 | 40.1817 | 40.1817 | 40.886 | 40.886 | 40.886 | 40.886 | -4.129%
NSW2 | 420 George Street | 37558 | 75% |  | 100% | 45.5387 | 43.4086 | 43.4086 | 43.4086 | 43.4086 | 37.4179 | 37.4179 | 37.4179 | 37.9504 | 36.0866 | 36.0866 | 36.0866 | -20.76%
VIC2 | 567 Collins Street | 55051 | 50% | 100% | 100% | 23.2196 | 21.6556 | 21.6556 | 20.5712 | 20.335 | 18.1334 | 18.1334 | 21.5303 | 21.5303 | 21.5303 | 21.5303 | 21.5303 | -7.275%
NSW2 | 60 Martin Place | 39938 | 50% |  | 100% | 64.9754 | 64.9754 | 64.9754 | 64.9754 | 64.9754 | 64.9754 | 64.9754 | 64.9754 | 64.9754 | 64.9754 | 64.9754 | 64.9754 | 0%
NSW2 | 151 Clarence Street | 20404 | 0% | 100% | 100% | 51.9147 | 51.9147 | 51.9147 | 51.9147 | 51.9147 | 51.9147 | 51.9147 | 51.9147 | 51.9147 | 57.7959 | 57.7959 | 57.7959 | 11.33%
VIC2 | 522 Flinders Lane | 1422 | 100% |  | 100% | 0 | 0 | 0 | 0 | 0 | 0 | 0 | 0 | 0 | 0 | 0 | 0
NSW3 | 20 Bridge Street | 17363.8 | 0% |  | 100% | 88.6067 | 90.3344 | 90.3344 | 90.3344 | 88.8947 | 87.1669 | 87.1669 | 87.1669 | 64.7064 | 64.7064 | 64.7064 | 64.7064 | -26.97%
QLD2 | 179 Turbot Street | 24784 | 0% |  | 100% | 36.1042 | 36.1042 | 36.1042 | 36.1042 | 36.1042 | 34.4499 | 34.4499 | 34.4499 | 34.4499 | 34.4499 | 34.4499 | 34.4499 | -4.582%
NSW2 | 105 Miller Street | 23555.5 | 0% |  | 100% | 39.2569 | 39.2569 | 39.2569 | 39.2569 | 39.2569 | 39.2569 | 39.2569 | 39.2569 | 39.2569 | 39.2569 | 39.2569 | 39.2569 | 0%
WA2 | QV1 | 61127 | 50% |  |  | 38.9335 | 38.9335 | 38.9335 | 38.9335 | 38.9335 | 41.9008 | 41.9008 | 41.9008 | 41.9008 | 41.9008 | 41.9008 | 41.9008 | 7.621%
NSW3 | 388 George Street | 41253 | 0% | 100% |  | 57.5204 | 57.5204 | 57.5204 | 57.5204 | 57.5204 | 57.5204 | 57.5204 | 57.5204 | 57.5204 | 57.5204 | 57.5204 | 57.5204 | 0%
NSW3 | 130 Pitt Street | 8227.2 | 0% |  | 100% | 66.6057 | 66.6057 | 66.6057 | 66.6057 | 66.6057 | 66.6057 | 66.6057 | 66.6057 | 66.6057 | 66.6057 | 66.6057 | 66.6057 | 0%
ACT2 | 220 London Circuit | 20861 | 100% |  | 100% | 53.3027 | 53.3027 | 53.3027 | 53.3027 | 53.3027 | 53.3027 | 53.3027 | 53.3027 | 53.3027 | 53.3027 | 53.3027 | 53.3027 | 0%
VIC2 | 850 Collins Street | 15723.1 | 0% |  | 100% | 49.3138 | 33.9097 | 33.9097 | 27.5369 | 24.5986 | 22.5761 | 22.5761 | 22.5761 | 22.0545 | 22.0545 | 22.0545 | 22.0545 | -55.28%
NSW3 | 6 O'Connell Street | 12837.7 | 0% |  | 100% | 76.4261 | 76.4261 | 76.4261 | 76.4261 | 43.8434 | 43.8434 | 43.8434 | 43.8434 | 43.8434 | 37.2504 | 37.2504 | 37.2504 | -51.26%
|  | 673188.3 |  |  |  | 51.211 | 50.5896 | 50.5896 | 48.6512 | 47.5186 | 46.2124 | 46.2124 | 46.4753 | 45.0074 | 43.3511 | 43.3511 | 43.0243 | -15.99%
Gas Consumption Intensity (MJ/m2)
State | Asset | NLA | ICPF | IGO | IOM | BASE | CURRENT | FY25 | FY26 | FY27 | FY28 | FY29 | FY30 | FY31 | FY32 | FY33 | FY34 | Savings
NSW2 | 1 Market Street | 29166 | 100% |  | 100% | 55.3655 | 55.3655 | 55.3655 | 55.3655 | 38.6337 | 37.3308 | 36.0279 | 34.7251 | 16.2789 | 16.2789 | 16.2789 | 16.2789 | -70.6%
VIC2 | 120 Collins Street | 62987 | 50% |  | 100% | 134.5224 | 134.5224 | 134.5224 | 134.5224 | 134.5224 | 134.5224 | 134.5224 | 134.5224 | 134.5224 | 134.5224 | 134.5224 | 134.5224 | 0%
NSW2 | 126 Phillip Street | 42132 | 50% | 100% | 100% | 110.6552 | 110.6552 | 110.6552 | 110.6552 | 110.6552 | 110.6552 | 103.2974 | 103.2974 | 77.1889 | 77.1889 | 77.1889 | 77.1889 | -30.24%
NSW2 | 117 Clarence Street | 12509 | 100% |  | 100% | 75.6993 | 75.6993 | 75.6993 | 75.6993 | 75.6993 | 75.6993 | 75.6993 | 75.6993 | 75.6993 | 75.6993 | 75.6993 | 75.6993 | 0%
NSW2 | 135 King Street | 27263 | 100% |  | 100% | 34.1286 | 34.1286 | 34.1286 | 34.1286 | 34.1286 | 18.7231 | 18.7231 | 18.7231 | 16.5223 | 16.5223 | 16.5223 | 16.5223 | -51.59%
NSW2 | 201 Kent Street | 39057 | 100% |  | 100% | 38.3686 | 38.3686 | 38.3686 | 29.1513 | 29.1513 | 29.1513 | 29.1513 | 29.1513 | 18.9099 | 18.9099 | 9.6926 | 9.6926 | -74.74%
QLD2 | 259 Queen Street | 24754 | 100% |  | 100% | 0 | 0 | 0 | 0 | 0 | 0 | 0 | 0 | 0 | 0 | 0 | 0
NSW2 | 347 Kent Street | 26819 | 0% | 100% | 100% | 43.9203 | 43.9203 | 43.9203 | 24.2924 | 24.2924 | 24.2924 | 24.2924 | 24.2924 | 21.4985 | 21.4985 | 21.4985 | -0.0038033 | -100%
NSW2 | 40 Mount Street | 28396 | 75% |  | 100% | 77.6166 | 70.2564 | 70.2564 | 70.2564 | 70.2564 | 70.2564 | 70.2564 | 70.2564 | 67.5095 | 67.5095 | 67.5095 | 67.5095 | -13.02%
NSW2 | 420 George Street | 37558 | 75% |  | 100% | 24.7736 | 24.7736 | 24.7736 | 24.7736 | 24.7736 | 24.7736 | 24.7736 | 24.7736 | 21.046 | 9.0646 | 9.0646 | 9.0646 | -63.41%
VIC2 | 567 Collins Street | 55051 | 50% | 100% | 100% | 99.4228 | 95.6309 | 95.6309 | 95.6309 | 95.6309 | 86.1487 | 81.7244 | 10.0272 | 10.0272 | 10.0272 | 10.0272 | 10.0272 | -89.91%
NSW2 | 60 Martin Place | 39938 | 50% |  | 100% | 120.2627 | 120.2627 | 120.2627 | 120.2627 | 120.2627 | 120.2627 | 120.2627 | 120.2627 | 120.2627 | 120.2627 | 120.2627 | 120.2627 | 0%
NSW2 | 151 Clarence Street | 20404 | 0% | 100% | 100% | 42.4971 | 42.4971 | 42.4971 | 42.4971 | 42.4971 | 42.4971 | 42.4971 | 42.4971 | 42.4971 | 42.4971 | 4.9064 | 4.9064 | -88.45%
VIC2 | 522 Flinders Lane | 1422 | 100% |  | 100% | 0 | 0 | 0 | 0 | 0 | 0 | 0 | 0 | 0 | 0 | 0 | 0
NSW3 | 20 Bridge Street | 17363.8 | 0% |  | 100% | 23.2598 | 14.9091 | 14.9091 | 14.9091 | 14.9091 | 7.8254 | 7.8254 | 7.8254 | 0.74172 | 0.74172 | 0.74172 | 0.74172 | -96.81%
QLD2 | 179 Turbot Street | 24784 | 0% |  | 100% | 0 | 0 | 0 | 0 | 0 | 0 | 0 | 0 | 0 | 0 | 0 | 0
NSW2 | 105 Miller Street | 23555.5 | 0% |  | 100% | 101.6434 | 101.6434 | 101.6434 | 101.6434 | 101.6434 | 101.6434 | 101.6434 | 101.6434 | 101.6434 | 101.6434 | 101.6434 | 101.6434 | 0%
WA2 | QV1 | 61127 | 50% |  |  | 35.4281 | 35.4281 | 35.4281 | 35.4281 | 35.4281 | 35.4281 | 7.3881 | 7.3881 | 7.3881 | 7.3881 | 7.3881 | 7.3881 | -79.15%
NSW3 | 388 George Street | 41253 | 0% | 100% |  | 92.5266 | 92.5266 | 92.5266 | 92.5266 | 92.5266 | 92.5266 | 92.5266 | 92.5266 | 92.5266 | 92.5266 | 92.5266 | 92.5266 | 0%
NSW3 | 130 Pitt Street | 8227.2 | 0% |  | 100% | 0 | 0 | 0 | 0 | 0 | 0 | 0 | 0 | 0 | 0 | 0 | 0
ACT2 | 220 London Circuit | 20861 | 100% |  | 100% | 236.5611 | 236.5611 | 236.5611 | 236.5611 | 236.5611 | 236.5611 | 236.5611 | 236.5611 | 236.5611 | 236.5611 | 236.5611 | 236.5611 | 0%
VIC2 | 850 Collins Street | 15723.1 | 0% |  | 100% | 109.8124 | 100.3422 | 100.3422 | 83.2845 | 61.9656 | 61.9656 | 61.9656 | 61.9656 | 59.835 | 59.835 | 59.835 | 59.835 | -45.51%
NSW3 | 6 O'Connell Street | 12837.7 | 0% |  | 100% | 225.3478 | 225.3478 | 225.3478 | 225.3478 | 217.5251 | 217.5251 | 217.5251 | 217.5251 | 217.5251 | 137.5233 | 137.5233 | 137.5233 | -38.97%
|  | 673188.3 |  |  |  | 77.1211 | 76.064 | 76.064 | 74.3489 | 72.9769 | 71.3384 | 67.9135 | 61.9939 | 58.2098 | 56.0157 | 54.3416 | 53.485 | -30.65%
Cost of offsets | bar: FY26
Emissions Projections (kg.CO2/m2)
State | Asset | NLA | ICPF | IGO | IOM | BASE | CURRENT | FY25 | FY26 | FY27 | FY28 | FY29 | FY30 | FY31 | FY32 | FY33 | FY34 | Savings
NSW2 | 1 Market Street | 29166 | 100% |  | 100% | 52.2804 | 2.853 | 2.853 | 2.853 | 1.9908 | 1.9237 | 1.8565 | 1.7894 | 0.83885 | 0.83885 | 0.83885 | 0.83885 | -98.4%
VIC2 | 120 Collins Street | 62987 | 50% |  | 100% | 58.6996 | 31.7748 | 6.9319 | 6.9319 | 6.9319 | 6.9319 | 6.9319 | 6.9319 | 6.9319 | 6.9319 | 6.9319 | 6.9319 | -88.19%
NSW2 | 126 Phillip Street | 42132 | 50% | 100% | 100% | 58.5221 | 5.7021 | 5.7021 | 5.7021 | 5.7021 | 5.7021 | 5.3229 | 5.3229 | 3.9775 | 3.9775 | 3.9775 | 3.9775 | -93.2%
NSW2 | 117 Clarence Street | 12509 | 100% |  | 100% | 42.2515 | 3.9008 | 3.9008 | 3.9008 | 3.9008 | 3.9008 | 3.9008 | 3.9008 | 3.9008 | 3.9008 | 3.9008 | 3.9008 | -90.77%
NSW2 | 135 King Street | 27263 | 100% |  | 100% | 42.7783 | 1.7586 | 1.7586 | 1.7586 | 1.7586 | 0.9648 | 0.9648 | 0.9648 | 0.85139 | 0.85139 | 0.85139 | 0.85139 | -98.01%
NSW2 | 201 Kent Street | 39057 | 100% |  | 100% | 32.7566 | 1.9771 | 1.9771 | 1.5022 | 1.5022 | 1.5022 | 1.5022 | 1.5022 | 0.97443 | 0.97443 | 0.49946 | 0.49946 | -98.48%
QLD2 | 259 Queen Street | 24754 | 100% |  | 100% | 66.8019 | 33.401 | 0 | 0 | 0 | 0 | 0 | 0 | 0 | 0 | 0 | 0 | -100%
NSW2 | 347 Kent Street | 26819 | 0% | 100% | 100% | 45.9712 | 2.2632 | 2.2632 | 1.2518 | 1.2518 | 1.2518 | 1.2518 | 1.2518 | 1.1078 | 1.1078 | 1.1078 | -0.00019598 | -100%
NSW2 | 40 Mount Street | 28396 | 75% |  | 100% | 37.6906 | 3.6203 | 3.6203 | 3.6203 | 3.6203 | 3.6203 | 3.6203 | 3.6203 | 3.4788 | 3.4788 | 3.4788 | 3.4788 | -90.77%
NSW2 | 420 George Street | 37558 | 75% |  | 100% | 37.2521 | 1.2766 | 1.2766 | 1.2766 | 1.2766 | 1.2766 | 1.2766 | 1.2766 | 1.0845 | 0.4671 | 0.4671 | 0.4671 | -98.75%
VIC2 | 567 Collins Street | 55051 | 50% | 100% | 100% | 26.4853 | 14.4888 | 4.9279 | 4.9279 | 4.9279 | 4.4392 | 4.2113 | 0.5167 | 0.5167 | 0.5167 | 0.5167 | 0.5167 | -98.05%
NSW2 | 60 Martin Place | 39938 | 50% |  | 100% | 57.5277 | 6.1971 | 6.1971 | 6.1971 | 6.1971 | 6.1971 | 6.1971 | 6.1971 | 6.1971 | 6.1971 | 6.1971 | 6.1971 | -89.23%
NSW2 | 151 Clarence Street | 20404 | 0% | 100% | 100% | 43.2025 | 2.1899 | 2.1899 | 2.1899 | 2.1899 | 2.1899 | 2.1899 | 2.1899 | 2.1899 | 2.1899 | 0.25283 | 0.25283 | -99.41%
VIC2 | 522 Flinders Lane | 1422 | 100% |  | 100% | 0 | 0 | 0 | 0 | 0 | 0 | 0 | 0 | 0 | 0 | 0 | 0
NSW3 | 20 Bridge Street | 17363.8 | 0% |  | 100% | 71.1979 | 34.2823 | 0.76827 | 0.76827 | 0.76827 | 0.40324 | 0.40324 | 0.40324 | 0.038221 | 0.038221 | 0.038221 | 0.038221 | -99.95%
QLD2 | 179 Turbot Street | 24784 | 0% |  | 100% | 31.7717 | 15.8859 | 0 | 0 | 0 | 0 | 0 | 0 | 0 | 0 | 0 | 0 | -100%
NSW2 | 105 Miller Street | 23555.5 | 0% |  | 100% | 36.2506 | 5.2377 | 5.2377 | 5.2377 | 5.2377 | 5.2377 | 5.2377 | 5.2377 | 5.2377 | 5.2377 | 5.2377 | 5.2377
WA2 | QV1 | 61127 | 50% |  |  | 28.6898 | 1.8256 | 1.8256 | 1.8256 | 1.8256 | 1.8256 | 0.38071 | 0.38071 | 0.38071 | 0.38071 | 0.38071 | 0.38071
NSW3 | 388 George Street | 41253 | 0% | 100% |  | 50.209 | 26.108 | 4.7679 | 4.7679 | 4.7679 | 4.7679 | 4.7679 | 4.7679 | 4.7679 | 4.7679 | 4.7679 | 4.7679
NSW3 | 130 Pitt Street | 8227.2 | 0% |  | 100% | 52.6185 | 24.7107 | 0 | 0 | 0 | 0 | 0 | 0 | 0 | 0 | 0 | 0 | -100%
ACT2 | 220 London Circuit | 20861 | 100% |  | 100% | 54.2991 | 12.19 | 12.19 | 12.19 | 12.19 | 12.19 | 12.19 | 12.19 | 12.19 | 12.19 | 12.19 | 12.19 | -77.55%
VIC2 | 850 Collins Street | 15723.1 | 0% |  | 100% | 51.0273 | 20.1418 | 5.1706 | 4.2917 | 3.1931 | 3.1931 | 3.1931 | 3.1931 | 3.0833 | 3.0833 | 3.0833 | 3.0833 | -93.96%
NSW3 | 6 O'Connell Street | 12837.7 | 0% |  | 100% | 71.9888 | 39.9662 | 11.6122 | 11.6122 | 11.2091 | 11.2091 | 11.2091 | 11.2091 | 11.2091 | 7.0866 | 7.0866 | 7.0866 | -90.16%
|  | 673188.3 | 100% | 100% | 100% | 45.529 | 12.2035 | 3.9196 | 3.8312 | 3.7605 | 3.6761 | 3.4996 | 3.1945 | 2.9996 | 2.8865 | 2.8002 | 2.7561 | -93.95%
NABERS Energy
State | Asset | NLA | ICPF | IGO | IOM | BASE | CURRENT | FY25 | FY26 | FY27 | FY28 | FY29 | FY30 | FY31 | FY32 | FY33 | FY34 | Savings
NSW2 | 1 Market Street | 29166 | 100% |  | 100% | 5.1607 | 5.175 | 5.5615 | 5.6194 | 5.6283 | 5.6372 | 5.6461 | 5.7707 | 5.7707 | 5.7707 | 5.7707 | 0 | -1
VIC2 | 120 Collins Street | 62987 | 50% |  | 100% | 4.2065 | 4.2065 | 4.2065 | 4.2065 | 4.2065 | 4.2065 | 4.2065 | 4.2065 | 4.2065 | 4.2065 | 4.2065 | 0 | -1
NSW2 | 126 Phillip Street | 42132 | 50% | 25% | 100% | 5.1894 | 5.1981 | 5.2636 | 5.2636 | 5.2636 | 5.2983 | 5.2983 | 5.5469 | 5.5469 | 5.6341 | 5.6341 | 0 | -1
NSW2 | 117 Clarence Street | 12509 | 100% |  | 100% | 5.3187 | 5.3187 | 5.3187 | 5.3187 | 5.3187 | 5.3187 | 5.3187 | 5.3187 | 5.3187 | 5.3187 | 5.3187 | 0 | -1
NSW2 | 135 King Street | 27263 | 100% |  | 100% | 5.5573 | 5.5573 | 5.5573 | 5.5573 | 5.6575 | 5.7456 | 5.7456 | 5.7337 | 5.7337 | 5.7337 | 5.7337 | 0 | -1
NSW2 | 201 Kent Street | 39057 | 100% |  | 100% | 5.5343 | 5.5547 | 5.8932 | 5.8932 | 5.9102 | 5.9102 | 5.9102 | 5.9478 | 6.1178 | 6.4801 | 6.4801 | 0 | -1
QLD2 | 259 Queen Street | 24754 | 100% |  | 100% | 5.4825 | 5.4825 | 5.4825 | 5.4825 | 5.5895 | 5.5895 | 5.5895 | 5.5895 | 5.6624 | 5.6624 | 5.6624 | 0 | -1
NSW2 | 347 Kent Street | 26819 | 0% | 100% | 100% | 5.1319 | 5.1319 | 5.1439 | 5.3327 | 5.3327 | 5.3327 | 5.3327 | 5.319 | 5.319 | 5.319 | 5.5496 | 0 | -1
NSW2 | 40 Mount Street | 28396 | 75% |  | 100% | 5.8217 | 5.8107 | 5.8107 | 5.8107 | 5.85 | 5.8761 | 5.8761 | 5.8663 | 5.8663 | 5.8663 | 5.8663 | 0 | -1
NSW2 | 420 George Street | 37558 | 75% |  | 100% | 5.4481 | 5.5007 | 5.5007 | 5.5007 | 5.6323 | 5.6487 | 5.6487 | 5.6414 | 5.6865 | 5.7062 | 5.7062 | 0 | -1
VIC2 | 567 Collins Street | 55051 | 50% | 50% | 100% | 5.7618 | 5.7937 | 5.8428 | 5.8534 | 5.9377 | 5.986 | 6.0022 | 6.0022 | 6.0022 | 6.0022 | 6.0022 | 0 | -1
NSW2 | 60 Martin Place | 39938 | 50% |  | 100% | 5.267 | 5.267 | 5.267 | 5.267 | 5.267 | 5.267 | 5.267 | 5.267 | 5.267 | 5.267 | 5.267 | 0 | -1
NSW2 | 151 Clarence Street | 20404 |  | 100% | 100% | 5.678 | 5.678 | 5.678 | 5.678 | 5.678 | 5.678 | 5.678 | 5.678 | 5.678 | 5.6144 | 5.6144 | 0 | -1
VIC2 | 522 Flinders Lane | 1422 | 100% |  | 100% | 0
NSW3 | 20 Bridge Street | 17363.8 |  |  | 100% | 4.7257 | 4.7003 | 4.7003 | 4.7308 | 4.7769 | 4.7769 | 4.7769 | 5.2622 | 5.2622 | 5.2622 | 5.2622 | 0 | -1
QLD2 | 179 Turbot Street | 24784 |  |  | 100% | 5.1172 | 5.1172 | 5.1172 | 5.1172 | 5.1819 | 5.1819 | 5.1819 | 5.1819 | 5.1819 | 5.1819 | 5.1819 | 0 | -1
NSW2 | 105 Miller Street | 23555.5 |  |  | 100% | 5.8447 | 5.8447 | 5.8447 | 5.8447 | 5.8447 | 5.8447 | 5.8447 | 5.8447 | 5.8447 | 5.8447 | 5.8447 | 0 | -1
WA2 | QV1 | 61127 | 50% |  |  | 5.8447 | 5.8447 | 5.8447 | 5.8447 | 5.8447 | 5.8447 | 5.8447 | 5.8447 | 5.8447 | 5.8447 | 5.8447 | 0 | -1
NSW3 | 388 George Street | 41253 |  | 100% |  | 5.8447 | 5.8447 | 5.8447 | 5.8447 | 5.8447 | 5.8447 | 5.8447 | 5.8447 | 5.8447 | 5.8447 | 5.8447 | 0 | -1
NSW3 | 130 Pitt Street | 8227.2 | 0% |  | 100% | 4.53 | 4.53 | 4.53 | 4.53 | 4.53 | 4.53 | 4.53 | 4.53 | 4.53 | 4.53 | 4.53 | 0 | -1
ACT2 | 220 London Circuit | 20861 | 100% |  | 100% | 4.7909 | 4.7909 | 4.7909 | 4.7909 | 4.7909 | 4.7909 | 4.7909 | 4.7909 | 4.7909 | 4.7909 | 4.7909 | 0 | -1
VIC2 | 850 Collins Street | 15723.1 | 0% |  | 100% | 4.8365 | 5.5063 | 5.6731 | 5.8146 | 5.8639 | 5.8852 | 5.8852 | 5.9073 | 5.9073 | 5.9073 | 5.9073 | 0 | -1
NSW3 | 6 O'Connell Street | 12837.7 | 0% |  | 100% | 4.7629 | 4.7629 | 5.3353 | 5.5161 | 5.5161 | 5.5161 | 5.5161 | 5.7079 | 5.7717 | 5.7717 | 5.7717 | 0 | -1
|  | 673188.3 |  |  |  | 5.3095 | 5.3319 | 5.3917 | 5.4102 | 5.4401 | 5.4527 | 5.4545 | 5.4924 | 5.5087 | 5.5344 | 121.79 | 0 | -100%
[5 empty] | Weighted Average | BASE | CURRENT | FY25 | FY26 | FY27 | FY28 | FY29 | FY30 | FY31 | FY32 | FY33 | FY34
[5 empty] | ICPF | 5.3176 | 5.3281 | 5.4094 | 5.4153 | 5.4546 | 5.4717 | 5.4738 | 5.5025 | 5.5315 | 5.5808 | 5.5808 | 0 | -100%
[5 empty] | IGO | 5.5941 | 5.6018 | 5.6205 | 5.6628 | 5.6811 | 5.6945 | 5.6981 | 5.7159 | 5.7159 | 5.7129 | 5.7618
[5 empty] | IOM | 5.2135 | 5.24 | 5.3105 | 5.3322 | 5.3676 | 5.3824 | 5.3845 | 5.4293 | 5.4485 | 5.4787 | 5.4895
Emissions Projections (kg.CO2/m2)
State | Asset | NLA | ICPF | IGO | IOM | BASE | CURRENT | FY25 | FY26 | FY27 | FY28 | FY29 | FY30 | FY31 | FY32 | FY33 | FY33 | Savings
NSW2 | 1 Market Street | 29166 | 100% |  | 100% | 0 | 0.28251 | 0.28251 | 0.28251 | 0.28803 | 0.28803 | 0.28803 | 0.28803 | 0.29178 | 0.29178 | 0.29178 | 0 | #DIV/0!
VIC2 | 120 Collins Street | 62987 | 50% |  | 100% | 0 | 1.2637 | 0.26507 | 0.27479 | 0.27479 | 0.27479 | 0.27479 | 0.27409 | 0.27409 | 0.27409 | 0.28597 | 0 | #DIV/0!
NSW2 | 126 Phillip Street | 42132 | 50% | 100% | 100% | 0 | 0.29943 | 0.29943 | 0.29943 | 0.30145 | 0.3028 | 0.3028 | 0.30229 | 0.30229 | 0.30229 | 0.30229 | 0 | #DIV/0!
NSW2 | 117 Clarence Street | 12509 | 100% |  | 100% | 0 | 0.28345 | 0.28345 | 0.28345 | 0.29023 | 0.29108 | 0.29108 | 0.2907 | 0.29302 | 0.29404 | 0.29404 | 0 | #DIV/0!
NSW2 | 135 King Street | 27263 | 100% |  | 100% | 0 | 0.29855 | 0.30108 | 0.30163 | 0.30597 | 0.30846 | 0.30929 | 0.30929 | 0.30929 | 0.30929 | 0.30929 | 0 | #DIV/0!
NSW2 | 201 Kent Street | 39057 | 100% |  | 100% | 0 | 0.27141 | 0.27141 | 0.27141 | 0.27141 | 0.27141 | 0.27141 | 0.27141 | 0.27141 | 0.27141 | 0.27141 | 0 | #DIV/0!
QLD2 | 259 Queen Street | 24754 | 100% |  | 100% | 0 | 1.2561 | 0.29259 | 0.29259 | 0.29259 | 0.29259 | 0.29259 | 0.29259 | 0.29259 | 0.28931 | 0.28931 | 0 | #DIV/0!
NSW2 | 347 Kent Street | 26819 | 0% | 100% | 100% | 0 | 0 | 0 | 0 | 0 | 0 | 0 | 0 | 0 | 0 | 0 | 0 | #DIV/0!
NSW2 | 40 Mount Street | 28396 | 75% |  | 100% | 0 | 0.24221 | 0.24221 | 0.24378 | 0.24615 | 0.24615 | 0.24615 | 0.27116 | 0.27116 | 0.27116 | 0.27116 | 0 | #DIV/0!
NSW2 | 420 George Street | 37558 | 75% |  | 100% | 0 | 0.26369 | 0.26369 | 0.26369 | 0.26702 | 0.26702 | 0.26702 | 0.26702 | 0.26702 | 0.26702 | 0.26702 | 0 | #DIV/0!
VIC2 | 567 Collins Street | 55051 | 50% | 100% | 100% | 0 | 2.6136 | 0.30118 | 0.30118 | 0.30118 | 0.30118 | 0.30118 | 0.30118 | 0.30118 | 0.30118 | 0.30118 | 0 | #DIV/0!
NSW2 | 60 Martin Place | 39938 | 50% |  | 100% | 0 | 0.30118 | 0.30118 | 0.30118 | 0.30118 | 0.30118 | 0.30118 | 0.30118 | 0.30118 | 0.30118 | 0.30118 | 0 | #DIV/0!
NSW2 | 151 Clarence Street | 20404 | 0% | 100% | 100% | 0 | 0.30118 | 0.30118 | 0.30118 | 0.30118 | 0.30118 | 0.30118 | 0.30118 | 0.30118 | 0.30118 | 0.30118 | 0 | #DIV/0!
VIC2 | 522 Flinders Lane | 1422 | 100% |  | 100% | 0 | 11.1432 | 0.23343 | 0.23343 | 0.23343 | 0.23343 | 0.23343 | 0.23343 | 0.23343 | 0.23343 | 0.23343 | 0
NSW3 | 20 Bridge Street | 17363.8 | 0% |  | 100% | 0 | 4.7694 | 0.24688 | 0.24688 | 0.24688 | 0.24688 | 0.24688 | 0.24688 | 0.24688 | 0.24688 | 0.24688 | 0 | #DIV/0!
QLD2 | 179 Turbot Street | 24784 | 0% |  | 100% | 0 | 9.1461 | 0.29233 | 0.29963 | 0.30217 | 0.30326 | 0.30326 | 0.3044 | 0.3044 | 0.3044 | 0.3044 | 0 | #DIV/0!
NSW2 | 105 Miller Street | 23555.5 | 0% |  | 100% | 0 | 0.24543 | 0.27493 | 0.28424 | 0.28424 | 0.28424 | 0.28424 | 0.29413 | 0.29741 | 0.29741 | 0.29741 | 0
WA2 | QV1 | 61127 | 50% |  |  | 0 | 0.27476 | 0.27784 | 0.27879 | 0.28033 | 0.28098 | 0.28107 | 0.28303 | 0.28386 | 0.28519 | 6.2758 | 0
NSW3 | 388 George Street | 41253 | 0% | 100% |  | 0 | 0 | 0 | 0 | 0 | 0 | 0 | 0 | 0 | 0 | 0 | 0
NSW3 | 130 Pitt Street | 8227.2 | 0% |  | 100% | 0 | #VALUE! | #VALUE! | #VALUE! | #VALUE! | #VALUE! | #VALUE! | #VALUE! | #VALUE! | #VALUE! | #VALUE! | #VALUE! | #VALUE!
ACT2 | 220 London Circuit | 20861 | 100% |  | 100% | 0 | 0.27456 | 0.27875 | 0.27905 | 0.28108 | 0.28196 | 0.28207 | 0.28354 | 0.28504 | 0.28758 | 0.28758 | 0 | #DIV/0!
VIC2 | 850 Collins Street | 15723.1 | 0% |  | 100% | 0 | 0.28866 | 0.28962 | 0.2918 | 0.29275 | 0.29344 | 0.29362 | 0.29454 | 0.29454 | 0.29438 | 0.2969 | 0 | #DIV/0!
NSW3 | 6 O'Connell Street | 12837.7 | 0% |  | 100% | 0 | #VALUE! | #VALUE! | #VALUE! | #VALUE! | #VALUE! | #VALUE! | #VALUE! | #VALUE! | #VALUE! | #VALUE! | #VALUE! | #VALUE!
|  | 673188.3 | 100% | 100% | 100% | 0 | 0 | 0 | 0 | 0 | 0 | 0 | 0 | 0 | 0 | 0 | 0 | #DIV/0!

## Footprint Summary
Electricity Projections (MWh) | [6 empty] | 86.1 | 75.768
State | Asset | NLA | ICPF | IGO | IOM | BASE | CURRENT | FY25 | FY26 | FY27 | FY28 | FY29 | FY30 | FY31 | FY32 | FY33 | FY34 | Savings
NSW2 | 1 Market Street | 29166 | 100% |  | 100% | 1824.81 | 1804.81 | 1804.81 | 1264.81 | 1214.81 | 1194.81 | 1194.81 | 1184.81 | 1044.81 | 1044.81 | 1044.81 | 1044.81 | -42.74%
VIC2 | 120 Collins Street | 62987 | 50% |  | 100% | 3544.229 | 3544.229 | 3544.229 | 3544.229 | 3544.229 | 3544.229 | 3544.229 | 3544.229 | 3544.229 | 3544.229 | 3544.229 | 3544.229 | 0%
NSW2 | 126 Phillip Street | 42132 | 50% | 25% | 100% | 2816.979 | 2796.979 | 2796.979 | 2646.979 | 2646.979 | 2586.979 | 2586.979 | 2586.979 | 2086.979 | 1886.979 | 1886.979 | 1886.979 | -33.01%
NSW2 | 117 Clarence Street | 12509 | 100% |  | 100% | 607.252 | 607.252 | 607.252 | 607.252 | 607.252 | 607.252 | 607.252 | 607.252 | 607.252 | 607.252 | 607.252 | 607.252 | 0%
NSW2 | 135 King Street | 27263 | 100% |  | 100% | 1415.593 | 1415.593 | 1415.593 | 1415.593 | 1415.593 | 1185.593 | 1185.593 | 1185.593 | 1205.593 | 1205.593 | 1205.593 | 1205.593 | -14.83%
NSW2 | 201 Kent Street | 39057 | 100% |  | 100% | 1521.712 | 1491.712 | 1491.712 | 1016.712 | 1016.712 | 991.712 | 991.712 | 991.712 | 961.712 | 201.712 | 201.712 | 201.712 | -86.74%
QLD2 | 259 Queen Street | 24754 | 100% |  | 100% | 1879.108 | 1879.108 | 1879.108 | 1879.108 | 1879.108 | 1702.43 | 1702.43 | 1702.43 | 1702.43 | 1582.055 | 1582.055 | 1582.055 | -15.81%
NSW2 | 347 Kent Street | 26819 | 0% | 100% | 100% | 1483.804 | 1483.804 | 1483.804 | 1503.804 | 1293.804 | 1293.804 | 1293.804 | 1293.804 | 1313.804 | 1313.804 | 1313.804 | 1093.804 | -26.28%
NSW2 | 40 Mount Street | 28396 | 75% |  | 100% | 1211 | 1241 | 1241 | 1241 | 1241 | 1141 | 1141 | 1141 | 1161 | 1161 | 1161 | 1161 | -4.129%
NSW2 | 420 George Street | 37558 | 75% |  | 100% | 1710.342 | 1630.342 | 1630.342 | 1630.342 | 1630.342 | 1405.342 | 1405.342 | 1405.342 | 1425.342 | 1355.342 | 1355.342 | 1355.342 | -20.76%
VIC2 | 567 Collins Street | 55051 | 50% | 50% | 100% | 1278.2635 | 1192.1635 | 1192.1635 | 1132.4635 | 1119.4635 | 998.2635 | 998.2635 | 1185.2635 | 1185.2635 | 1185.2635 | 1185.2635 | 1185.2635 | -7.275%
NSW2 | 60 Martin Place | 39938 | 50% |  | 100% | 2594.987 | 2594.987 | 2594.987 | 2594.987 | 2594.987 | 2594.987 | 2594.987 | 2594.987 | 2594.987 | 2594.987 | 2594.987 | 2594.987 | 0%
NSW2 | 151 Clarence Street | 20404 | 0% | 100% | 100% | 1059.267 | 1059.267 | 1059.267 | 1059.267 | 1059.267 | 1059.267 | 1059.267 | 1059.267 | 1059.267 | 1179.267 | 1179.267 | 1179.267 | 11.33%
VIC2 | 522 Flinders Lane | 1422 | 100% |  | 100%
NSW3 | 20 Bridge Street | 17363.8 | 0% |  | 100% | 1538.549 | 1568.549 | 1568.549 | 1568.549 | 1543.549 | 1513.549 | 1513.549 | 1513.549 | 1123.549 | 1123.549 | 1123.549 | 1123.549 | -26.97%
QLD2 | 179 Turbot Street | 24784 | 0% |  | 100% | 894.807 | 894.807 | 894.807 | 894.807 | 894.807 | 853.807 | 853.807 | 853.807 | 853.807 | 853.807 | 853.807 | 853.807 | -4.582%
NSW2 | 105 Miller Street | 23555.5 | 0% |  | 100% | 924.715 | 924.715 | 924.715 | 924.715 | 924.715 | 924.715 | 924.715 | 924.715 | 924.715 | 924.715 | 924.715 | 924.715 | 0%
WA2 | QV1 | 61127 | 50% |  |  | 2379.891 | 2379.891 | 2379.891 | 2379.891 | 2379.891 | 2561.269 | 2561.269 | 2561.269 | 2561.269 | 2561.269 | 2561.269 | 2561.269 | 7.621%
NSW3 | 388 George Street | 41253 | 0% | 50% |  | 2372.889 | 2372.889 | 2372.889 | 2372.889 | 2372.889 | 2372.889 | 2372.889 | 2372.889 | 2372.889 | 2372.889 | 2372.889 | 2372.889 | 0%
NSW3 | 130 Pitt Street | 8227.2 | 0% |  | 100% | 547.9782 | 547.9782 | 547.9782 | 547.9782 | 547.9782 | 547.9782 | 547.9782 | 547.9782 | 547.9782 | 547.9782 | 547.9782 | 547.9782 | 0%
ACT2 | 220 London Circuit | 20861 | 100% |  | 0% | 1111.948 | 1111.948 | 1111.948 | 1111.948 | 1111.948 | 1111.948 | 1111.948 | 1111.948 | 1111.948 | 1111.948 | 1111.948 | 1111.948 | 0%
VIC2 | 850 Collins Street | 15723.1 | 0% |  | 100% | 775.3658 | 533.1658 | 533.1658 | 432.9658 | 386.7658 | 354.9658 | 354.9658 | 354.9658 | 346.7658 | 346.7658 | 346.7658 | 346.7658 | -55.28%
NSW3 | 6 O'Connell Street | 12837.7 | 0% |  | 100% | 981.135 | 981.135 | 981.135 | 981.135 | 562.848 | 562.848 | 562.848 | 562.848 | 562.848 | 478.21 | 478.21 | 478.21 | -51.26%
[6 empty] | 34474.6245 | 34056.3245 | 34056.3245 | 32751.4245 | 31988.9375 | 31109.6375 | 31109.6375 | 31286.6375 | 30298.4375 | 29183.4245 | 29183.4245 | 28963.4245 | -15.99%
[6 empty] | 17170.461 | 17050.461
[6 empty] | 39% | 50.07% | 75.768 FY25: using FY22 data
Gas Projections (GJ)
State | Asset | NLA | ICPF | IGO | IOM | BASE | CURRENT | FY25 | FY26 | FY27 | FY28 | FY29 | FY30 | FY31 | FY32 | FY33 | FY34 | Savings
NSW2 | 1 Market Street | 29166 | 100% |  | 100% | 1614.791 | 1614.791 | 1614.791 | 1614.791 | 1126.791 | 1088.791 | 1050.791 | 1012.791 | 474.791 | 474.791 | 474.791 | 474.791 | -70.6%
VIC2 | 120 Collins Street | 62987 | 50% |  | 100% | 8473.163 | 8473.163 | 8473.163 | 8473.163 | 8473.163 | 8473.163 | 8473.163 | 8473.163 | 8473.163 | 8473.163 | 8473.163 | 8473.163 | 0%
NSW2 | 126 Phillip Street | 42132 | 50% | 25% | 100% | 4662.124 | 4662.124 | 4662.124 | 4662.124 | 4662.124 | 4662.124 | 4352.124 | 4352.124 | 3252.124 | 3252.124 | 3252.124 | 3252.124 | -30.24%
NSW2 | 117 Clarence Street | 12509 | 100% |  | 100% | 946.923 | 946.923 | 946.923 | 946.923 | 946.923 | 946.923 | 946.923 | 946.923 | 946.923 | 946.923 | 946.923 | 946.923 | 0%
NSW2 | 135 King Street | 27263 | 100% |  | 100% | 930.447 | 930.447 | 930.447 | 930.447 | 930.447 | 510.447 | 510.447 | 510.447 | 450.447 | 450.447 | 450.447 | 450.447 | -51.59%
NSW2 | 201 Kent Street | 39057 | 100% |  | 100% | 1498.563 | 1498.563 | 1498.563 | 1138.563 | 1138.563 | 1138.563 | 1138.563 | 1138.563 | 738.563 | 738.563 | 378.563 | 378.563 | -74.74%
QLD2 | 259 Queen Street | 24754 | 100% |  | 100% | 0 | 0 | 0 | 0 | 0 | 0 | 0 | 0 | 0 | 0 | 0 | 0 | 0%
NSW2 | 347 Kent Street | 26819 | 0% | 100% | 100% | 1177.898 | 1177.898 | 1177.898 | 651.497 | 651.497 | 651.497 | 651.497 | 651.497 | 576.5679 | 576.5679 | 576.5679 | -0.102 | -100%
NSW2 | 40 Mount Street | 28396 | 75% |  | 100% | 2204 | 1995 | 1995 | 1995 | 1995 | 1995 | 1995 | 1995 | 1917 | 1917 | 1917 | 1917 | -13.02%
NSW2 | 420 George Street | 37558 | 75% |  | 100% | 930.447 | 930.447 | 930.447 | 930.447 | 930.447 | 930.447 | 930.447 | 930.447 | 790.447 | 340.447 | 340.447 | 340.447 | -63.41%
VIC2 | 567 Collins Street | 55051 | 50% | 50% | 100% | 5473.325 | 5264.5768 | 5264.5768 | 5264.5768 | 5264.5768 | 4742.5703 | 4499.008 | 552.008 | 552.008 | 552.008 | 552.008 | 552.008 | -89.91%
NSW2 | 60 Martin Place | 39938 | 50% |  | 100% | 4803.053 | 4803.053 | 4803.053 | 4803.053 | 4803.053 | 4803.053 | 4803.053 | 4803.053 | 4803.053 | 4803.053 | 4803.053 | 4803.053 | 0%
NSW2 | 151 Clarence Street | 20404 | 0% | 100% | 100% | 867.11 | 867.11 | 867.11 | 867.11 | 867.11 | 867.11 | 867.11 | 867.11 | 867.11 | 867.11 | 100.11 | 100.11 | -88.45%
VIC2 | 522 Flinders Lane | 1422 | 100% |  | 100% | 0 | 0 | 0 | 0 | 0 | 0 | 0 | 0 | 0 | 0 | 0 | 0 | 0%
NSW3 | 20 Bridge Street | 17363.8 | 0% |  | 100% | 403.879 | 258.879 | 258.879 | 258.879 | 258.879 | 135.879 | 135.879 | 135.879 | 12.879 | 12.879 | 12.879 | 12.879 | -96.81%
QLD2 | 179 Turbot Street | 24784 | 0% |  | 100% | 0 | 0 | 0 | 0 | 0 | 0 | 0 | 0 | 0 | 0 | 0 | 0 | 0%
NSW2 | 105 Miller Street | 23555.5 | 0% |  | 100% | 2394.261 | 2394.261 | 2394.261 | 2394.261 | 2394.261 | 2394.261 | 2394.261 | 2394.261 | 2394.261 | 2394.261 | 2394.261 | 2394.261 | 0%
WA2 | QV1 | 61127 | 50% |  |  | 2165.6136 | 2165.6136 | 2165.6136 | 2165.6136 | 2165.6136 | 2165.6136 | 451.6136 | 451.6136 | 451.6136 | 451.6136 | 451.6136 | 451.6136 | -79.15%
NSW3 | 388 George Street | 41253 | 0% | 50% |  | 3817 | 3817 | 3817 | 3817 | 3817 | 3817 | 3817 | 3817 | 3817 | 3817 | 3817 | 3817 | 0%
NSW3 | 130 Pitt Street | 8227.2 | 0% |  | 100% | 0 | 0 | 0 | 0 | 0 | 0 | 0 | 0 | 0 | 0 | 0 | 0
ACT2 | 220 London Circuit | 20861 | 100% |  | 0% | 4934.901 | 4934.901 | 4934.901 | 4934.901 | 4934.901 | 4934.901 | 4934.901 | 4934.901 | 4934.901 | 4934.901 | 4934.901 | 4934.901 | 0%
VIC2 | 850 Collins Street | 15723.1 | 0% |  | 100% | 1726.591 | 1577.691 | 1577.691 | 1309.491 | 974.291 | 974.291 | 974.291 | 974.291 | 940.791 | 940.791 | 940.791 | 940.791 | -45.51%
NSW3 | 6 O'Connell Street | 12837.7 | 0% |  | 100% | 2892.948 | 2892.948 | 2892.948 | 2892.948 | 2792.522 | 2792.522 | 2792.522 | 2792.522 | 2792.522 | 1765.483 | 1765.483 | 1765.483 | -38.97%
[6 empty] | 51917.0376 | 51205.3894 | 51205.3894 | 50050.7884 | 49127.1624 | 48024.1559 | 45718.5937 | 41733.5937 | 39186.1645 | 37709.1255 | 36582.1255 | 36005.4556 | -30.65%
TOTAL Emissions Projections (t.CO2-e)
State | Asset | NLA | ICPF | IGO | IOM | BASE | CURRENT | FY25 | FY26 | FY27 | FY28 | FY29 | FY30 | FY31 | FY32 | FY33 | FY34 | Savings
NSW2 | 1 Market Street | 29166 | 100% |  | 100% | 1524.8101 | 83.2102 | 83.2102 | 83.2102 | 58.0635 | 56.1054 | 54.1473 | 52.1891 | 24.466 | 24.466 | 24.466 | 24.466 | -98.4%
VIC2 | 120 Collins Street | 62987 | 50% |  | 100% | 3697.3128 | 2001.3992 | 436.6221 | 436.6221 | 436.6221 | 436.6221 | 436.6221 | 436.6221 | 436.6221 | 436.6221 | 436.6221 | 436.6221 | -88.19%
NSW2 | 126 Phillip Street | 42132 | 50% | 25% | 100% | 2465.6527 | 240.2392 | 240.2392 | 240.2392 | 240.2392 | 240.2392 | 224.2649 | 224.2649 | 167.5819 | 167.5819 | 167.5819 | 167.5819 | -93.2%
NSW2 | 117 Clarence Street | 12509 | 100% |  | 100% | 528.524 | 48.7949 | 48.7949 | 48.7949 | 48.7949 | 48.7949 | 48.7949 | 48.7949 | 48.7949 | 48.7949 | 48.7949 | 48.7949 | -90.77%
NSW2 | 135 King Street | 27263 | 100% |  | 100% | 1166.2644 | 47.9459 | 47.9459 | 47.9459 | 47.9459 | 26.3033 | 26.3033 | 26.3033 | 23.2115 | 23.2115 | 23.2115 | 23.2115 | -98.01%
NSW2 | 201 Kent Street | 39057 | 100% |  | 100% | 1279.3734 | 77.221 | 77.221 | 58.6702 | 58.6702 | 58.6702 | 58.6702 | 58.6702 | 38.0582 | 38.0582 | 19.5074 | 19.5074 | -98.48%
QLD2 | 259 Queen Street | 24754 | 100% |  | 100% | 1653.615 | 826.8075 | 0 | 0 | 0 | 0 | 0 | 0 | 0 | 0 | 0 | 0 | -100%
NSW2 | 347 Kent Street | 26819 | 0% | 100% | 100% | 1232.9022 | 60.6971 | 60.6971 | 33.5716 | 33.5716 | 33.5716 | 33.5716 | 33.5716 | 29.7105 | 29.7105 | 29.7105 | -0.0052561 | -100%
NSW2 | 40 Mount Street | 28396 | 75% |  | 100% | 1070.2621 | 102.8024 | 102.8024 | 102.8024 | 102.8024 | 102.8024 | 102.8024 | 102.8024 | 98.783 | 98.783 | 98.783 | 98.783 | -90.77%
NSW2 | 420 George Street | 37558 | 75% |  | 100% | 1399.1161 | 47.9459 | 47.9459 | 47.9459 | 47.9459 | 47.9459 | 47.9459 | 47.9459 | 40.7317 | 17.5432 | 17.5432 | 17.5432 | -98.75%
VIC2 | 567 Collins Street | 55051 | 50% | 50% | 100% | 1458.0429 | 797.6238 | 271.2836 | 271.2836 | 271.2836 | 244.3846 | 231.8339 | 28.445 | 28.445 | 28.445 | 28.445 | 28.445 | -98.05%
NSW2 | 60 Martin Place | 39938 | 50% |  | 100% | 2297.5411 | 247.5013 | 247.5013 | 247.5013 | 247.5013 | 247.5013 | 247.5013 | 247.5013 | 247.5013 | 247.5013 | 247.5013 | 247.5013 | -89.23%
NSW2 | 151 Clarence Street | 20404 | 0% | 100% | 100% | 881.5031 | 44.6822 | 44.6822 | 44.6822 | 44.6822 | 44.6822 | 44.6822 | 44.6822 | 44.6822 | 44.6822 | 5.1587 | 5.1587 | -99.41%
VIC2 | 522 Flinders Lane | 1422 | 100% |  | 100% | 0 | 0 | 0 | 0 | 0 | 0 | 0 | 0 | 0 | 0 | 0 | 0
NSW3 | 20 Bridge Street | 17363.8 | 0% |  | 100% | 1236.2656 | 595.2717 | 13.34 | 13.34 | 13.34 | 7.0018 | 7.0018 | 7.0018 | 0.66365 | 0.66365 | 0.66365 | 0.66365 | -99.95%
QLD2 | 179 Turbot Street | 24784 | 0% |  | 100% | 787.4302 | 393.7151 | 0 | 0 | 0 | 0 | 0 | 0 | 0 | 0 | 0 | 0 | -100%
NSW2 | 105 Miller Street | 23555.5 | 0% |  | 100% | 853.9011 | 123.3763 | 123.3763 | 123.3763 | 123.3763 | 123.3763 | 123.3763 | 123.3763 | 123.3763 | 123.3763 | 123.3763 | 123.3763
WA2 | QV1 | 61127 | 50% |  |  | 1753.7189 | 111.5941 | 111.5941 | 111.5941 | 111.5941 | 111.5941 | 23.2716 | 23.2716 | 23.2716 | 23.2716 | 23.2716 | 23.2716
NSW3 | 388 George Street | 41253 | 0% | 50% |  | 2071.2723 | 1077.0318 | 196.69 | 196.69 | 196.69 | 196.69 | 196.69 | 196.69 | 196.69 | 196.69 | 196.69 | 196.69
NSW3 | 130 Pitt Street | 8227.2 | 0% |  | 100% | 432.9028 | 203.2999 | 0 | 0 | 0 | 0 | 0 | 0 | 0 | 0 | 0 | 0 | -100%
ACT2 | 220 London Circuit | 20861 | 100% |  | 0% | 1132.7344 | 254.2954 | 254.2954 | 254.2954 | 254.2954 | 254.2954 | 254.2954 | 254.2954 | 254.2954 | 254.2954 | 254.2954 | 254.2954 | -77.55%
VIC2 | 850 Collins Street | 15723.1 | 0% |  | 100% | 802.3078 | 316.6911 | 81.2984 | 67.4781 | 50.2052 | 50.2052 | 50.2052 | 50.2052 | 48.479 | 48.479 | 48.479 | 48.479 | -93.96%
NSW3 | 6 O'Connell Street | 12837.7 | 0% |  | 100% | 924.1703 | 513.0747 | 149.0736 | 149.0736 | 143.8987 | 143.8987 | 143.8987 | 143.8987 | 143.8987 | 90.9753 | 90.9753 | 90.9753 | -90.16%
[6 empty] | 30649.6231 | 8215.2208 | 2638.6137 | 2579.1171 | 2531.5227 | 2474.6848 | 2355.8791 | 2150.5321 | 2019.2631 | 1943.1512 | 1885.0769 | 1855.3611 | -93.95%
[5 empty] | Cost of gas offsets: |  | 158316.8229 | 158316.8229 | 154747.0276 | 151891.3608 | 148481.0852 | 141352.7479 | 129031.9249 | 121155.7834 | 116589.0743 | 113104.6157 | 111321.6677
Electricity Emissions Projections (t.CO2-e)
State | Asset | NLA | ICPF | IGO | IOM | BASE | CURRENT | FY25 | FY26 | FY27 | FY28 | FY29 | FY30 | FY31 | FY32 | FY33 | FY34 | Savings
NSW2 | 1 Market Street | 29166 | 100% |  | 100% | 1441.5999 | 0 | 0 | 0 | 0 | 0 | 0 | 0 | 0 | 0 | 0 | 0
VIC2 | 120 Collins Street | 62987 | 50% |  | 100% | 3260.6907 | 1564.7771 | 0 | 0 | 0 | 0 | 0 | 0 | 0 | 0 | 0 | 0
NSW2 | 126 Phillip Street | 42132 | 50% | 25% | 100% | 2225.4134 | 0 | 0 | 0 | 0 | 0 | 0 | 0 | 0 | 0 | 0 | 0
NSW2 | 117 Clarence Street | 12509 | 100% |  | 100% | 479.7291 | 0 | 0 | 0 | 0 | 0 | 0 | 0 | 0 | 0 | 0 | 0
NSW2 | 135 King Street | 27263 | 100% |  | 100% | 1118.3185 | 0 | 0 | 0 | 0 | 0 | 0 | 0 | 0 | 0 | 0 | 0
NSW2 | 201 Kent Street | 39057 | 100% |  | 100% | 1202.1525 | 0 | 0 | 0 | 0 | 0 | 0 | 0 | 0 | 0 | 0 | 0
QLD2 | 259 Queen Street | 24754 | 100% |  | 100% | 1653.615 | 826.8075 | 0 | 0 | 0 | 0 | 0 | 0 | 0 | 0 | 0 | 0
NSW2 | 347 Kent Street | 26819 | 0% | 100% | 100% | 1172.2052 | 0 | 0 | 0 | 0 | 0 | 0 | 0 | 0 | 0 | 0 | 0
NSW2 | 40 Mount Street | 28396 | 75% |  | 100% | 956.69 | 0 | 0 | 0 | 0 | 0 | 0 | 0 | 0 | 0 | 0 | 0
NSW2 | 420 George Street | 37558 | 75% |  | 100% | 1351.1702 | 0 | 0 | 0 | 0 | 0 | 0 | 0 | 0 | 0 | 0 | 0
VIC2 | 567 Collins Street | 55051 | 50% | 50% | 100% | 1176.0024 | 526.3402 | 0 | 0 | 0 | 0 | 0 | 0 | 0 | 0 | 0 | 0
NSW2 | 60 Martin Place | 39938 | 50% |  | 100% | 2050.0397 | 0 | 0 | 0 | 0 | 0 | 0 | 0 | 0 | 0 | 0 | 0
NSW2 | 151 Clarence Street | 20404 | 0% | 100% | 100% | 836.8209 | 0 | 0 | 0 | 0 | 0 | 0 | 0 | 0 | 0 | 0 | 0
VIC2 | 522 Flinders Lane | 1422 | 100% |  | 100% | 0 | 0 | 0 | 0 | 0 | 0 | 0 | 0 | 0 | 0 | 0 | 0
NSW3 | 20 Bridge Street | 17363.8 | 0% |  | 100% | 1215.4537 | 581.9317 | 0 | 0 | 0 | 0 | 0 | 0 | 0 | 0 | 0 | 0
QLD2 | 179 Turbot Street | 24784 | 0% |  | 100% | 787.4302 | 393.7151 | 0 | 0 | 0 | 0 | 0 | 0 | 0 | 0 | 0 | 0
NSW2 | 105 Miller Street | 23555.5 | 0% |  | 100% | 730.5249 | 0 | 0 | 0 | 0 | 0 | 0 | 0 | 0 | 0 | 0 | 0
WA2 | QV1 | 61127 | 50% |  |  | 1642.1248 | 0 | 0 | 0 | 0 | 0 | 0 | 0 | 0 | 0 | 0 | 0
NSW3 | 388 George Street | 41253 | 0% | 50% |  | 1874.5823 | 880.3418 | 0 | 0 | 0 | 0 | 0 | 0 | 0 | 0 | 0 | 0
NSW3 | 130 Pitt Street | 8227.2 | 0% |  | 100% | 432.9028 | 203.2999 | 0 | 0 | 0 | 0 | 0 | 0 | 0 | 0 | 0 | 0
ACT2 | 220 London Circuit | 20861 | 100% |  | 0% | 878.4389 | 0 | 0 | 0 | 0 | 0 | 0 | 0 | 0 | 0 | 0 | 0
VIC2 | 850 Collins Street | 15723.1 | 0% |  | 100% | 713.3365 | 235.3927 | 0 | 0 | 0 | 0 | 0 | 0 | 0 | 0 | 0 | 0
NSW3 | 6 O'Connell Street | 12837.7 | 0% |  | 100% | 775.0967 | 364.0011 | 0 | 0 | 0 | 0 | 0 | 0 | 0 | 0 | 0 | 0
[6 empty] | 27974.3382 | 5576.6071 | 0 | 0 | 0 | 0 | 0 | 0 | 0 | 0 | 0 | 0 | -100%
Gas Emissions Projections (t.CO2-e)
State | Asset | NLA | ICPF | IGO | IOM | BASE | CURRENT | FY25 | FY26 | FY27 | FY28 | FY29 | FY30 | FY31 | FY32 | FY33 | FY34 | Savings
NSW2 | 1 Market Street | 29166 | 100% |  | 100% | 83.2102 | 83.2102 | 83.2102 | 83.2102 | 58.0635 | 56.1054 | 54.1473 | 52.1891 | 24.466 | 24.466 | 24.466 | 24.466
VIC2 | 120 Collins Street | 62987 | 50% |  | 100% | 436.6221 | 436.6221 | 436.6221 | 436.6221 | 436.6221 | 436.6221 | 436.6221 | 436.6221 | 436.6221 | 436.6221 | 436.6221 | 436.6221
NSW2 | 126 Phillip Street | 42132 | 50% | 25% | 100% | 240.2392 | 240.2392 | 240.2392 | 240.2392 | 240.2392 | 240.2392 | 224.2649 | 224.2649 | 167.5819 | 167.5819 | 167.5819 | 167.5819
NSW2 | 117 Clarence Street | 12509 | 100% |  | 100% | 48.7949 | 48.7949 | 48.7949 | 48.7949 | 48.7949 | 48.7949 | 48.7949 | 48.7949 | 48.7949 | 48.7949 | 48.7949 | 48.7949
NSW2 | 135 King Street | 27263 | 100% |  | 100% | 47.9459 | 47.9459 | 47.9459 | 47.9459 | 47.9459 | 26.3033 | 26.3033 | 26.3033 | 23.2115 | 23.2115 | 23.2115 | 23.2115
NSW2 | 201 Kent Street | 39057 | 100% |  | 100% | 77.221 | 77.221 | 77.221 | 58.6702 | 58.6702 | 58.6702 | 58.6702 | 58.6702 | 38.0582 | 38.0582 | 19.5074 | 19.5074
QLD2 | 259 Queen Street | 24754 | 100% |  | 100% | 0 | 0 | 0 | 0 | 0 | 0 | 0 | 0 | 0 | 0 | 0 | 0
NSW2 | 347 Kent Street | 26819 | 0% | 100% | 100% | 60.6971 | 60.6971 | 60.6971 | 33.5716 | 33.5716 | 33.5716 | 33.5716 | 33.5716 | 29.7105 | 29.7105 | 29.7105 | -0.0052561
NSW2 | 40 Mount Street | 28396 | 75% |  | 100% | 113.5721 | 102.8024 | 102.8024 | 102.8024 | 102.8024 | 102.8024 | 102.8024 | 102.8024 | 98.783 | 98.783 | 98.783 | 98.783
NSW2 | 420 George Street | 37558 | 75% |  | 100% | 47.9459 | 47.9459 | 47.9459 | 47.9459 | 47.9459 | 47.9459 | 47.9459 | 47.9459 | 40.7317 | 17.5432 | 17.5432 | 17.5432
VIC2 | 567 Collins Street | 55051 | 50% | 50% | 100% | 282.0404 | 271.2836 | 271.2836 | 271.2836 | 271.2836 | 244.3846 | 231.8339 | 28.445 | 28.445 | 28.445 | 28.445 | 28.445
NSW2 | 60 Martin Place | 39938 | 50% |  | 100% | 247.5013 | 247.5013 | 247.5013 | 247.5013 | 247.5013 | 247.5013 | 247.5013 | 247.5013 | 247.5013 | 247.5013 | 247.5013 | 247.5013
NSW2 | 151 Clarence Street | 20404 | 0% | 100% | 100% | 44.6822 | 44.6822 | 44.6822 | 44.6822 | 44.6822 | 44.6822 | 44.6822 | 44.6822 | 44.6822 | 44.6822 | 5.1587 | 5.1587
VIC2 | 522 Flinders Lane | 1422 | 100% |  | 100% | 0 | 0 | 0 | 0 | 0 | 0 | 0 | 0 | 0 | 0 | 0 | 0
NSW3 | 20 Bridge Street | 17363.8 | 0% |  | 100% | 20.8119 | 13.34 | 13.34 | 13.34 | 13.34 | 7.0018 | 7.0018 | 7.0018 | 0.66365 | 0.66365 | 0.66365 | 0.66365
QLD2 | 179 Turbot Street | 24784 | 0% |  | 100% | 0 | 0 | 0 | 0 | 0 | 0 | 0 | 0 | 0 | 0 | 0 | 0
NSW2 | 105 Miller Street | 23555.5 | 0% |  | 100% | 123.3763 | 123.3763 | 123.3763 | 123.3763 | 123.3763 | 123.3763 | 123.3763 | 123.3763 | 123.3763 | 123.3763 | 123.3763 | 123.3763
WA2 | QV1 | 61127 | 50% |  |  | 111.5941 | 111.5941 | 111.5941 | 111.5941 | 111.5941 | 111.5941 | 23.2716 | 23.2716 | 23.2716 | 23.2716 | 23.2716 | 23.2716
NSW3 | 388 George Street | 41253 | 0% | 50% |  | 196.69 | 196.69 | 196.69 | 196.69 | 196.69 | 196.69 | 196.69 | 196.69 | 196.69 | 196.69 | 196.69 | 196.69
NSW3 | 130 Pitt Street | 8227.2 | 0% |  | 100% | 0 | 0 | 0 | 0 | 0 | 0 | 0 | 0 | 0 | 0 | 0 | 0
ACT2 | 220 London Circuit | 20861 | 100% |  | 0% | 254.2954 | 254.2954 | 254.2954 | 254.2954 | 254.2954 | 254.2954 | 254.2954 | 254.2954 | 254.2954 | 254.2954 | 254.2954 | 254.2954
VIC2 | 850 Collins Street | 15723.1 | 0% |  | 100% | 88.9712 | 81.2984 | 81.2984 | 67.4781 | 50.2052 | 50.2052 | 50.2052 | 50.2052 | 48.479 | 48.479 | 48.479 | 48.479
NSW3 | 6 O'Connell Street | 12837.7 | 0% |  | 100% | 149.0736 | 149.0736 | 149.0736 | 149.0736 | 143.8987 | 143.8987 | 143.8987 | 143.8987 | 143.8987 | 90.9753 | 90.9753 | 90.9753
[6 empty] | 2675.2849 | 2638.6137 | 2638.6137 | 2579.1171 | 2531.5227 | 2474.6848 | 2355.8791 | 2150.5321 | 2019.2631 | 1943.1512 | 1885.0769 | 1855.3611 | -30.65%
[5 empty] | Cost of gas offsets: |  | 158316.8229 | 158316.8229 | 154747.0276 | 151891.3608 | 148481.0852 | 141352.7479 | 129031.9249 | 121155.7834 | 116589.0743 | 113104.6157 | 111321.6677
[5 empty] | Renewable energy |  | 987633.4105 | 987633.4105 | 949791.3102 | 927679.1872 | 902179.4872 | 902179.4872 | 907312.4872 | 878654.6872 | 846319.3102 | 846319.3102 | 839939.3102
NABERS Energy
State | Asset | NLA | ICPF | IGO | IOM | BASE | CURRENT | FY25 | FY26 | FY27 | FY28 | FY29 | FY30 | FY31 | FY32 | FY33 | FY34 | FY33 |  | Priority
NSW2 | 1 Market Street | 29166 | 100% |  | 100% | 5.1607 | 5.1607 | 5.175 | 5.5615 | 5.6194 | 5.6283 | 5.6372 | 5.6461 | 5.7707 | 5.7707 | 5.7707 | 5.7707 | 0.61006 | 17793.0775 | 1
VIC2 | 120 Collins Street | 62987 | 50% |  | 100% | 4.2065 | 4.2065 | 4.2065 | 4.2065 | 4.2065 | 4.2065 | 4.2065 | 4.2065 | 4.2065 | 4.2065 | 4.2065 | 4.2065 | 0 | 0
NSW2 | 126 Phillip Street | 42132 | 50% | 25% | 100% | 5.1894 | 5.1894 | 5.1981 | 5.2636 | 5.2636 | 5.2636 | 5.2983 | 5.2983 | 5.5469 | 5.5469 | 5.6341 | 5.6341 | 0.44475 | 18737.9981
NSW2 | 117 Clarence Street | 12509 | 100% |  | 100% | 5.3187 | 5.3187 | 5.3187 | 5.3187 | 5.3187 | 5.3187 | 5.3187 | 5.3187 | 5.3187 | 5.3187 | 5.3187 | 5.3187 | 0 | 0
NSW2 | 135 King Street | 27263 | 100% |  | 100% | 5.5573 | 5.5573 | 5.5573 | 5.5573 | 5.5573 | 5.6575 | 5.7456 | 5.7456 | 5.7337 | 5.7337 | 5.7337 | 5.7337 | 0.17642 | 4809.8016
NSW2 | 201 Kent Street | 39057 | 100% |  | 100% | 5.5343 | 5.5343 | 5.5547 | 5.8932 | 5.8932 | 5.9102 | 5.9102 | 5.9102 | 5.9478 | 6.1178 | 6.4801 | 6.4801 | 0.94582 | 36941.083
QLD2 | 259 Queen Street | 24754 | 100% |  | 100% | 5.4825 | 5.4825 | 5.4825 | 5.4825 | 5.4825 | 5.5895 | 5.5895 | 5.5895 | 5.5895 | 5.6624 | 5.6624 | 5.6624 | 0.17992 | 4453.6456
NSW2 | 347 Kent Street | 26819 | 0% | 100% | 100% | 5.1319 | 5.1319 | 5.1319 | 5.1439 | 5.3327 | 5.3327 | 5.3327 | 5.3327 | 5.319 | 5.319 | 5.319 | 5.5496 | 0.18709 | 5017.5737
NSW2 | 40 Mount Street | 28396 | 75% |  | 100% | 5.8217 | 5.8217 | 5.8107 | 5.8107 | 5.8107 | 5.85 | 5.8761 | 5.8761 | 5.8663 | 5.8663 | 5.8663 | 5.8663 | 0.044615 | 1266.8938
NSW2 | 420 George Street | 37558 | 75% |  | 100% | 5.4481 | 5.4481 | 5.5007 | 5.5007 | 5.5007 | 5.6323 | 5.6487 | 5.6487 | 5.6414 | 5.6865 | 5.7062 | 5.7062 | 0.25814 | 9695.1444
VIC2 | 567 Collins Street | 55051 | 50% | 50% | 100% | 5.714 | 5.7618 | 5.7937 | 5.8428 | 5.8534 | 5.9377 | 5.986 | 6.0022 | 6.0022 | 6.0022 | 6.0022 | 6.0022 | 0.28825 | 15868.5814
NSW2 | 60 Martin Place | 39938 | 50% |  | 100% | 5.267 | 5.267 | 5.267 | 5.267 | 5.267 | 5.267 | 5.267 | 5.267 | 5.267 | 5.267 | 5.267 | 5.267 | 0 | 0
NSW2 | 151 Clarence Street | 20404 | 0% | 100% | 100% | 5.678 | 5.678 | 5.678 | 5.678 | 5.678 | 5.678 | 5.678 | 5.678 | 5.678 | 5.678 | 5.6144 | 5.6144 | -0.063533 | -1296.3298
VIC2 | 522 Flinders Lane | 1422 | 100% |  | 100% | [13 empty] | 0
NSW3 | 20 Bridge Street | 17363.8 | 0% |  | 100% | 4.7257 | 4.7257 | 4.7003 | 4.7003 | 4.7308 | 4.7769 | 4.7769 | 4.7769 | 5.2622 | 5.2622 | 5.2622 | 5.2622 | 0.53646 | 9315.0537
QLD2 | 179 Turbot Street | 24784 | 0% |  | 100% | 5.1172 | 5.1172 | 5.1172 | 5.1172 | 5.1172 | 5.1819 | 5.1819 | 5.1819 | 5.1819 | 5.1819 | 5.1819 | 5.1819 | 0.064703 | 1603.5961
NSW2 | 105 Miller Street | 23555.5 | 0% |  | 100% | 5.8447 | 5.8447 | 5.8447 | 5.8447 | 5.8447 | 5.8447 | 5.8447 | 5.8447 | 5.8447 | 5.8447 | 5.8447 | 5.8447 | 0 | 0
WA2 | QV1 | 61127 | 50% |  |  | 5.6286 | 5.6286 | 5.6286 | 5.6286 | 5.6286 | 5.6262 | 5.6006 | 5.6006 | 5.6006 | 5.6006 | 5.6006 | 5.6229 | -0.028036 | -1713.7843
NSW3 | 388 George Street | 41253 | 0% | 50% |  | 5.0457 | 5.0457 | 5.0457 | 5.0457 | 5.0457 | 5.0457 | 5.0457 | 5.0457 | 5.0457 | 5.0457 | 5.0457 | 5.0457 | 0 | 0
NSW3 | 130 Pitt Street | 8227.2 | 0% |  | 100% | 4.53 | 4.53 | 4.53 | 4.53 | 4.53 | 4.53 | 4.53 | 4.53 | 4.53 | 4.53 | 4.53 | 4.53 | 0 | 0
ACT2 | 220 London Circuit | 20861 | 100% |  | 0% | 4.7909 | 4.7909 | 4.7909 | 4.7909 | 4.7909 | 4.7909 | 4.7909 | 4.7909 | 4.7909 | 4.7909 | 4.7909 | 4.7909 | 0 | 0
VIC2 | 850 Collins Street | 15723.1 | 0% |  | 0% | 4.8365 | 4.8365 | 5.5063 | 5.6731 | 5.8146 | 5.8639 | 5.8852 | 5.8852 | 5.9073 | 5.9073 | 5.9073 | 5.9073 | 1.0708 | 16836.5942
NSW3 | 6 O'Connell Street | 12837.7 | 0% |  | 100% | 4.7629 | 4.7629 | 4.7629 | 5.3353 | 5.5161 | 5.5161 | 5.5161 | 5.5161 | 5.7079 | 5.7717 | 5.7717 | 5.7717 | 1.0088 | 12950.4763
| Weighted average | 673188.3 | 100% | 100% | 100% | 5.237 | 5.2409 | 5.2634 | 5.3232 | 5.3416 | 5.3714 | 5.3816 | 5.3833 | 5.4213 | 5.4376 | 5.4632 | 5.4745 | 0.23742 | 152279.4052
Fund Weighted Average NABERS Performance |  |  |  |  | Weighted Average | BASE | CURRENT | FY25 | FY26 | FY27 | FY28 | FY29 | FY30 | FY31 | FY32 | FY33 | FY34 | TOTAL
[5 empty] | ICPF | 5.294 | 5.2979 | 5.3084 | 5.3897 | 5.3956 | 5.4347 | 5.4495 | 5.4516 | 5.4802 | 5.5092 | 5.5586 | 5.5606 | 0.26458
[5 empty] | IOM | 5.2362 | 5.2411 | 5.2497 | 5.3201 | 5.3392 | 5.3755 | 5.3907 | 5.3929 | 5.4401 | 5.4606 | 5.493 | 5.5045 | 0.25674
[5 empty] | IGO | 5.3773 | 5.3897 | 5.3989 | 5.4212 | 5.4718 | 5.4937 | 5.5097 | 5.5139 | 5.5352 | 5.5352 | 5.5316 | 5.59 | 0.14186
Gas Offset Costs
State | Asset | NLA | ICPF | IGO | IOM | BASE | CURRENT | FY25 | FY26 | FY27 | FY28 | FY29 | FY30 | FY31 | FY32 | FY33 | FY34 | TOTAL
NSW2 | 1 Market Street | 29166 | 100% |  | 100% | 0 | 4992.6108 | 4992.6108 | 4992.6108 | 3483.8124 | 3366.324 | 3248.8356 | 3131.3472 | 1467.9588 | 1467.9588 | 1467.9588 | 1467.9588 | 34079.987
VIC2 | 120 Collins Street | 62987 | 50% |  | 100% | 0 | 26197.3254 | 26197.3254 | 26197.3254 | 26197.3254 | 26197.3254 | 26197.3254 | 26197.3254 | 26197.3254 | 26197.3254 | 26197.3254 | 26197.3254 | 288170.579
NSW2 | 126 Phillip Street | 42132 | 50% | 25% | 100% | 0 | 14414.355 | 14414.355 | 14414.355 | 14414.355 | 14414.355 | 13455.897 | 13455.897 | 10054.917 | 10054.917 | 10054.917 | 10054.917 | 139203.2368
NSW2 | 117 Clarence Street | 12509 | 100% |  | 100% | 0 | 2927.6965 | 2927.6965 | 2927.6965 | 2927.6965 | 2927.6965 | 2927.6965 | 2927.6965 | 2927.6965 | 2927.6965 | 2927.6965 | 2927.6965 | 32204.6618
NSW2 | 135 King Street | 27263 | 100% |  | 100% | 0 | 2876.756 | 2876.756 | 2876.756 | 2876.756 | 1578.2 | 1578.2 | 1578.2 | 1392.692 | 1392.692 | 1392.692 | 1392.692 | 21812.3924
NSW2 | 201 Kent Street | 39057 | 100% |  | 100% | 0 | 4633.2571 | 4633.2571 | 3520.2091 | 3520.2091 | 3520.2091 | 3520.2091 | 3520.2091 | 2283.4891 | 2283.4891 | 1170.4411 | 1170.4411 | 33775.4199
QLD2 | 259 Queen Street | 24754 | 100% |  | 100% | 0 | 0 | 0 | 0 | 0 | 0 | 0 | 0 | 0 | 0 | 0 | 0 | 0
NSW2 | 347 Kent Street | 26819 | 0% | 100% | 100% | 0 | 3641.825 | 3641.825 | 2014.2985 | 2014.2985 | 2014.2985 | 2014.2985 | 2014.2985 | 1782.6326 | 1782.6326 | 1782.6326 | -0.31536 | 22702.7251
NSW2 | 40 Mount Street | 28396 | 75% |  | 100% | 0 | 6168.141 | 6168.141 | 6168.141 | 6168.141 | 6168.141 | 6168.141 | 6168.141 | 5926.9806 | 5926.9806 | 5926.9806 | 5926.9806 | 66884.9094
NSW2 | 420 George Street | 37558 | 75% |  | 100% | 0 | 2876.756 | 2876.756 | 2876.756 | 2876.756 | 2876.756 | 2876.756 | 2876.756 | 2443.904 | 1052.594 | 1052.594 | 1052.594 | 25738.9784
VIC2 | 567 Collins Street | 55051 | 50% | 50% | 100% | 0 | 16277.0185 | 16277.0185 | 16277.0185 | 16277.0185 | 14663.0788 | 13910.033 | 1706.6984 | 1706.6984 | 1706.6984 | 1706.6984 | 1706.6984 | 102214.6779
NSW2 | 60 Martin Place | 39938 | 50% |  | 100% | 0 | 14850.0793 | 14850.0793 | 14850.0793 | 14850.0793 | 14850.0793 | 14850.0793 | 14850.0793 | 14850.0793 | 14850.0793 | 14850.0793 | 14850.0793 | 163350.8719
NSW2 | 151 Clarence Street | 20404 | 0% | 100% | 100% | 0 | 2680.9307 | 2680.9307 | 2680.9307 | 2680.9307 | 2680.9307 | 2680.9307 | 2680.9307 | 2680.9307 | 2680.9307 | 309.5201 | 309.5201 | 24747.4165
VIC2 | 522 Flinders Lane | 1422 | 100% |  | 100% | 0 | 0 | 0 | 0 | 0 | 0 | 0 | 0 | 0 | 0 | 0 | 0 | 0
NSW3 | 20 Bridge Street | 17363.8 | 0% |  | 100% | 0 | 800.4021 | 800.4021 | 800.4021 | 800.4021 | 420.1107 | 420.1107 | 420.1107 | 39.8193 | 39.8193 | 39.8193 | 39.8193 | 4621.2176
QLD2 | 179 Turbot Street | 24784 | 0% |  | 100% | 0 | 0 | 0 | 0 | 0 | 0 | 0 | 0 | 0 | 0 | 0 | 0 | 0
NSW2 | 105 Miller Street | 23555.5 | 0% |  | 100% | 0 | 7402.5762 | 7402.5762 | 7402.5762 | 7402.5762 | 7402.5762 | 7402.5762 | 7402.5762 | 7402.5762 | 7402.5762 | 7402.5762 | 7402.5762 | 81428.3378
WA2 | QV1 | 61127 | 50% |  |  | 0 | 6695.6441 | 6695.6441 | 6695.6441 | 6695.6441 | 6695.6441 | 1396.2989 | 1396.2989 | 1396.2989 | 1396.2989 | 1396.2989 | 1396.2989 | 41856.0142
NSW3 | 388 George Street | 41253 | 0% | 50% |  | 0 | 11801.4006 | 11801.4006 | 11801.4006 | 11801.4006 | 11801.4006 | 11801.4006 | 11801.4006 | 11801.4006 | 11801.4006 | 11801.4006 | 11801.4006 | 129815.4066
NSW3 | 130 Pitt Street | 8227.2 | 0% |  | 100% | 0 | 0 | 0 | 0 | 0 | 0 | 0 | 0 | 0 | 0 | 0 | 0 | 0
ACT2 | 220 London Circuit | 20861 | 100% |  | 0% | 0 | 15257.7269 | 15257.7269 | 15257.7269 | 15257.7269 | 15257.7269 | 15257.7269 | 15257.7269 | 15257.7269 | 15257.7269 | 15257.7269 | 15257.7269 | 167834.996
VIC2 | 850 Collins Street | 15723.1 | 0% |  | 100% | 0 | 4877.905 | 4877.905 | 4048.6843 | 3012.3129 | 3012.3129 | 3012.3129 | 3012.3129 | 2908.7376 | 2908.7376 | 2908.7376 | 2908.7376 | 37488.6965
NSW3 | 6 O'Connell Street | 12837.7 | 0% |  | 100% | 0 | 8944.4166 | 8944.4166 | 8944.4166 | 8633.9195 | 8633.9195 | 8633.9195 | 8633.9195 | 8633.9195 | 5458.5203 | 5458.5203 | 5458.5203 | 86378.4085
[6 empty] | 0 | 158316.8229 | 158316.8229 | 154747.0276 | 151891.3608 | 148481.0852 | 141352.7479 | 129031.9249 | 121155.7834 | 116589.0743 | 113104.6157 | 111321.6677 | 1504308.9333
Scope 3 emissions for Climate Active purposes
State | Asset | NLA | ICPF | IGO | IOM | BASE | CURRENT | FY25 | FY26 | FY27 | FY28 | FY29 | FY30 | FY31 | FY32 | FY33 | FY34 | TOTAL
NSW2 | 1 Market Street | 29166 | 100% |  | 100% | 77.1795 | 70.4527 | 63.7259 | 56.9991 | 50.2723 | 43.5454 | 36.8186 | 30.0918 | 23.365 | 16.6382 | 16.6382 | 16.6382 | 502.3648
VIC2 | 120 Collins Street | 62987 | 50% |  | 100% | 144.0319 | 133.9638 | 123.8957 | 113.8275 | 103.7594 | 93.6913 | 83.6232 | 73.5551 | 63.487 | 53.4189 | 53.4189 | 53.4189 | 1094.0916
NSW2 | 126 Phillip Street | 42132 | 50% | 25% | 100% | 149.5028 | 136.3645 | 123.2261 | 110.0878 | 96.9494 | 83.8111 | 70.6727 | 57.5343 | 44.396 | 31.2576 | 31.2576 | 31.2576 | 966.3176
NSW2 | 117 Clarence Street | 12509 | 100% |  | 100% | 36.2808 | 33.4576 | 30.6345 | 27.8113 | 24.9882 | 22.165 | 19.3419 | 16.5187 | 13.6956 | 10.8724 | 10.8724 | 10.8724 | 257.5107
NSW2 | 135 King Street | 27263 | 100% |  | 100% | 56.8334 | 52.4052 | 47.9769 | 43.5487 | 39.1204 | 34.6922 | 30.264 | 25.8357 | 21.4075 | 16.9792 | 16.9792 | 16.9792 | 403.0216
NSW2 | 201 Kent Street | 39057 | 100% |  | 100% | 95.8018 | 88.9008 | 81.9997 | 75.0987 | 68.1976 | 61.2966 | 54.3955 | 47.4945 | 40.5934 | 33.6924 | 33.6924 | 33.6924 | 714.8559
QLD2 | 259 Queen Street | 24754 | 100% |  | 100% | 156.9827 | 141.6928 | 126.4029 | 111.113 | 95.8231 | 80.5332 | 65.2433 | 49.9534 | 34.6635 | 19.3736 | 19.3736 | 19.3736 | 920.5285
NSW2 | 347 Kent Street | 26819 | 0% | 100% | 100% | 37.4913 | 35.055 | 32.6188 | 30.1825 | 27.7462 | 25.31 | 22.8737 | 20.4375 | 18.0012 | 15.565 | 15.565 | 15.565 | 296.4111
NSW2 | 40 Mount Street | 28396 | 75% |  | 100% | 55.3313 | 50.4199 | 45.5086 | 40.5972 | 35.6859 | 30.7745 | 25.8632 | 20.9518 | 16.0404 | 11.1291 | 11.1291 | 11.1291 | 354.56
NSW2 | 420 George Street | 37558 | 75% |  | 100% | 80.0561 | 73.8247 | 67.5933 | 61.3618 | 55.1304 | 48.899 | 42.6676 | 36.4362 | 30.2048 | 23.9733 | 23.9733 | 23.9733 | 568.0939
VIC2 | 567 Collins Street | 55051 | 50% | 50% | 100% | 106.3146 | 99.5657 | 92.8167 | 86.0678 | 79.3189 | 72.5699 | 65.821 | 59.072 | 52.3231 | 45.5741 | 45.5741 | 45.5741 | 850.5921
NSW2 | 60 Martin Place | 39938 | 50% |  | 100% | 162.6717 | 147.8609 | 133.0502 | 118.2394 | 103.4287 | 88.6179 | 73.8071 | 58.9964 | 44.1856 | 29.3749 | 29.3749 | 29.3749 | 1018.9825
NSW2 | 151 Clarence Street | 20404 | 0% | 100% | 100% | 58.1313 | 54.5376 | 50.9438 | 47.3501 | 43.7564 | 40.1626 | 36.5689 | 32.9751 | 29.3814 | 25.7876 | 25.7876 | 25.7876 | 471.17
VIC2 | 522 Flinders Lane | 1422 | 100% |  | 100% | 5.4794 | 5.1123 | 4.7452 | 4.3781 | 4.011 | 3.6439 | 3.2769 | 2.9098 | 2.5427 | 2.1756 | 2.1756 | 2.1756 | 42.6261
NSW3 | 20 Bridge Street | 17363.8 | 0% |  | 100% | 53.8363 | 49.2558 | 44.6753 | 40.0948 | 35.5143 | 30.9337 | 26.3532 | 21.7727 | 17.1922 | 12.6117 | 12.6117 | 12.6117 | 357.4634
QLD2 | 179 Turbot Street | 24784 | 0% |  | 100% | 97.8454 | 89.571 | 81.2965 | 73.0221 | 64.7477 | 56.4733 | 48.1988 | 39.9244 | 31.65 | 23.3756 | 23.3756 | 23.3756 | 652.8558
NSW2 | 105 Miller Street | 23555.5 | 0% |  | 100% | 39.7924 | 36.4246 | 33.0568 | 29.6889 | 26.3211 | 22.9533 | 19.5854 | 16.2176 | 12.8498 | 9.4819 | 9.4819 | 9.4819 | 265.3356
WA2 | QV1 | 61127 | 50% |  |  | 106.5268 | 100.0082 | 93.4895 | 86.9708 | 80.4521 | 73.9334 | 67.4147 | 60.8961 | 54.3774 | 47.8587 | 47.8587 | 47.8587 | 867.6451
NSW3 | 388 George Street | 41253 | 0% | 50% |  | 86.7919 | 79.6056 | 72.4193 | 65.233 | 58.0467 | 50.8604 | 43.674 | 36.4877 | 29.3014 | 22.1151 | 22.1151 | 22.1151 | 588.7654
NSW3 | 130 Pitt Street | 8227.2 | 0% |  | 100% | 14.7411 | 13.5768 | 12.4125 | 11.2483 | 10.084 | 8.9197 | 7.7555 | 6.5912 | 5.4269 | 4.2627 | 4.2627 | 4.2627 | 103.544
ACT2 | 220 London Circuit | 20861 | 100% |  | 0% | 43.5975 | 40.0877 | 36.5778 | 33.068 | 29.5582 | 26.0484 | 22.5386 | 19.0288 | 15.5189 | 12.0091 | 12.0091 | 12.0091 | 302.0512
VIC2 | 850 Collins Street | 15723.1 | 0% |  | 100% | 104.9243 | 93.8963 | 82.8682 | 71.8401 | 60.812 | 49.7839 | 38.7558 | 27.7278 | 16.6997 | 5.6716 | 5.6716 | 5.6716 | 564.3228
NSW3 | 6 O'Connell Street | 12837.7 | 0% |  | 100% | 75.5133 | 70.091 | 64.6686 | 59.2462 | 53.8239 | 48.4015 | 42.9791 | 37.5568 | 32.1344 | 26.712 | 26.712 | 26.712 | 564.551
[6 empty] | 1845.6577 | 1696.1302 | 1546.6027 | 1397.0753 | 1247.5478 | 1098.0203 | 948.4928 | 798.9653 | 649.4378 | 499.9103 | 499.9103 | 499.9103 | 12727.6608
Electricity Efficiency Savings (t.CO2-e)
State | Asset | NLA | ICPF | IGO | IOM | BASE | CURRENT | FY25 | FY26 | FY27 | FY28 | FY29 | FY30 | FY31 | FY32 | FY33 | FY34 | TOTAL
NSW^ | 1 Market Street | 29166 | 100% |  | 100% | 0 | -14.84 | -14.6 | -370.72 | -380.64 | -344.61 | -289.8 | -245.12 | -253.5 | -224.64 | -205.92 | -193.44 | -2537.83
VIC^ | 120 Collins Street | 62987 | 50% |  | 100% | 0 | 0 | 0 | 0 | 0 | 0 | 0 | 0 | 0 | 0 | 0 | 0 | 0
NSW^ | 126 Phillip Street | 42132 | 50% | 25% | 100% | 0 | -14.84 | -14.6 | -112.54 | -106.08 | -125.81 | -105.8 | -88.09 | -237.25 | -267.84 | -245.52 | -230.64 | -1549.01
NSW^ | 117 Clarence Street | 12509 | 100% |  | 100% | 0 | 0 | 0 | 0 | 0 | 0 | 0 | 0 | 0 | 0 | 0 | 0 | 0
NSW^ | 135 King Street | 27263 | 100% |  | 100% | 0 | 0 | 0 | 0 | 0 | -125.81 | -105.8 | -88.09 | -68.25 | -60.48 | -55.44 | -52.08 | -555.95
NSW^ | 201 Kent Street | 39057 | 100% |  | 100% | 0 | -22.26 | -21.9 | -334.31 | -315.12 | -289.91 | -243.8 | -202.99 | -182 | -380.16 | -348.48 | -327.36 | -2668.29
QLD^ | 259 Queen Street | 24754 | 100% |  | 100% | 0 | 0 | 0 | -5.44e-06 | -5.11e-06 | -85.1588 | -80.3885 | -75.7949 | -71.3779 | -113.4742 | -109.3155 | -104.2656 | -639.7755
NSW^ | 347 Kent Street | 26819 | 0% | 100% | 100% | 0 | 0 | 0 | 13.24 | -118.56 | -103.93 | -87.4 | -72.77 | -55.25 | -48.96 | -44.88 | -96.72 | -615.23
NSW^ | 40 Mount Street | 28396 | 75% |  | 100% | 0 | 22.26 | 21.9 | 19.86 | 18.72 | -38.29 | -32.2 | -26.81 | -16.25 | -14.4 | -13.2 | -12.4 | -70.81
NSW^ | 420 George Street | 37558 | 75% |  | 100% | 0 | -59.36 | -58.4 | -52.96 | -49.92 | -166.835 | -140.3 | -116.815 | -92.625 | -102.24 | -93.72 | -88.04 | -1021.215
VIC^ | 567 Collins Street | 55051 | 50% | 50% | 100% | 0 | -76.0263 | -66.4692 | -106.8714 | -113.2244 | -195.72 | -184.24 | -54.591 | -47.988 | -42.873 | -40.734 | -39.153 | -967.8903
NSW^ | 60 Martin Place | 39938 | 50% |  | 100% | 0 | 0 | 0 | 0 | 0 | 0 | 0 | 0 | 0 | 0 | 0 | 0 | 0
NSW^ | 151 Clarence Street | 20404 | 0% | 100% | 100% | 0 | 0 | 0 | 0 | 0 | 0 | 0 | 0 | 0 | 34.56 | 31.68 | 29.76 | 96
VIC^ | 522 Flinders Lane | 1422 | 100% |  | 100% | 0 | 0 | 0 | 0 | 0 | 0 | 0 | 0 | 0 | 0 | 0 | 0 | 0
NSW^ | 20 Bridge Street | 17363.8 | 0% |  | 100% | 0 | 22.26 | 21.9 | 19.86 | 3.12 | -13.675 | -11.5 | -9.575 | -134.875 | -119.52 | -109.56 | -102.92 | -434.485
QLD^ | 179 Turbot Street | 24784 | 0% |  | 100% | 0 | 0 | 0 | 0 | 0 | -19.762 | -18.655 | -17.589 | -16.564 | -15.662 | -15.088 | -14.391 | -117.711
NSW^ | 105 Miller Street | 23555.5 | 0% |  | 100% | 0 | 0 | 0 | 0 | 0 | 0 | 0 | 0 | 0 | 0 | 0 | 0 | 0
WA^ | QV1 | 61127 | 50% |  |  | 0 | 0 | 0 | 0 | 0 | 98.8801 | 91.9585 | 87.3606 | 82.9926 | 78.8429 | 74.9008 | 71.1557 | 586.0912
NSW^ | 388 George Street | 41253 | 0% | 50% |  | 0 | 0 | 0 | 0 | 0 | 0 | 0 | 0 | 0 | 0 | 0 | 0 | 0
NSW^ | 130 Pitt Street | 8227.2 | 0% |  | 100% | 0 | 0 | 0 | 0 | 0 | 0 | 0 | 0 | 0 | 0 | 0 | 0 | 0
ACT^ | 220 London Circuit | 20861 | 100% |  | 0% | 0 | 0 | 0 | 0 | 0 | 0 | 0 | 0 | 0 | 0 | 0 | 0 | 0
VIC^ | 850 Collins Street | 15723.1 | 0% |  | 100% | 0 | -213.8626 | -186.9784 | -250.9792 | -277.0718 | -293.8596 | -276.6232 | -246.7748 | -221.1576 | -197.5846 | -187.7268 | -180.4406 | -2533.0592
NSW^ | 6 O'Connell Street | 12837.7 | 0% |  | 100% | 0 | 0 | 0 | 0 | -261.0111 | -228.803 | -192.412 | -160.2039 | -135.9433 | -144.8424 | -132.7722 | -124.7254 | -1380.7133
[6 empty] | 0 | -356.6689 | -319.1476 | -1175.4206 | -1599.7873 | -1933.2933 | -1676.9602 | -1317.853 | -1450.0382 | -1619.2733 | -1495.7757 | -1465.6599 | -14409.878
Gas Efficiency Savings - t.CO2-e
State | Asset | NLA | ICPF | IGO | IOM | BASE | CURRENT | FY25 | FY26 | FY27 | FY28 | FY29 | FY30 | FY31 | FY32 | FY33 | FY34 | TOTAL
NSW^ | 1 Market Street | 29166 | 100% |  | 100% | 0 | 0 | 0 | 0 | -25.1466 | -27.1048 | -29.0629 | -31.0211 | -58.7442 | -58.7442 | -58.7442 | -58.7442 | -347.3122
VIC^ | 120 Collins Street | 62987 | 50% |  | 100% | 0 | 0 | 0 | 0 | 0 | 0 | 0 | 0 | 0 | 0 | 0 | 0 | 0
NSW^ | 126 Phillip Street | 42132 | 50% | 25% | 100% | 0 | 0 | 0 | 0 | 0 | 0 | -15.9743 | -15.9743 | -72.6573 | -72.6573 | -72.6573 | -72.6573 | -322.5778
NSW^ | 117 Clarence Street | 12509 | 100% |  | 100% | 0 | 0 | 0 | 0 | 0 | 0 | 0 | 0 | 0 | 0 | 0 | 0 | 0
NSW^ | 135 King Street | 27263 | 100% |  | 100% | 0 | 0 | 0 | 0 | 0 | -21.6426 | -21.6426 | -21.6426 | -24.7344 | -24.7344 | -24.7344 | -24.7344 | -163.8654
NSW^ | 201 Kent Street | 39057 | 100% |  | 100% | 0 | 0 | 0 | -18.5508 | -18.5508 | -18.5508 | -18.5508 | -18.5508 | -39.1628 | -39.1628 | -57.7136 | -57.7136 | -286.5068
QLD^ | 259 Queen Street | 24754 | 100% |  | 100% | 0 | 0 | 0 | 0 | 0 | 0 | 0 | 0 | 0 | 0 | 0 | 0 | 0
NSW^ | 347 Kent Street | 26819 | 0% | 100% | 100% | 0 | 0 | 0 | -27.1254 | -27.1254 | -27.1254 | -27.1254 | -27.1254 | -30.9865 | -30.9865 | -30.9865 | -60.7023 | -289.2892
NSW^ | 40 Mount Street | 28396 | 75% |  | 100% | 0 | -10.7698 | -10.7698 | -10.7698 | -10.7698 | -10.7698 | -10.7698 | -10.7698 | -14.7891 | -14.7891 | -14.7891 | -14.7891 | -134.5448
NSW^ | 420 George Street | 37558 | 75% |  | 100% | 0 | 0 | 0 | 0 | 0 | 0 | 0 | 0 | -7.2142 | -30.4027 | -30.4027 | -30.4027 | -98.4223
VIC^ | 567 Collins Street | 55051 | 50% | 50% | 100% | 0 | -10.7568 | -10.7568 | -10.7568 | -10.7568 | -37.6558 | -50.2066 | -253.5955 | -253.5955 | -253.5955 | -253.5955 | -253.5955 | -1398.8668
NSW^ | 60 Martin Place | 39938 | 50% |  | 100% | 0 | 0 | 0 | 0 | 0 | 0 | 0 | 0 | 0 | 0 | 0 | 0 | 0
NSW^ | 151 Clarence Street | 20404 | 0% | 100% | 100% | 0 | 0 | 0 | 0 | 0 | 0 | 0 | 0 | 0 | 0 | -39.5235 | -39.5235 | -79.047
VIC^ | 522 Flinders Lane | 1422 | 100% |  | 100% | 0 | 0 | 0 | 0 | 0 | 0 | 0 | 0 | 0 | 0 | 0 | 0 | 0
NSW^ | 20 Bridge Street | 17363.8 | 0% |  | 100% | 0 | -7.4719 | -7.4719 | -7.4719 | -7.4719 | -13.81 | -13.81 | -13.81 | -20.1482 | -20.1482 | -20.1482 | -20.1482 | -151.9104
QLD^ | 179 Turbot Street | 24784 | 0% |  | 100% | 0 | 0 | 0 | 0 | 0 | 0 | 0 | 0 | 0 | 0 | 0 | 0 | 0
NSW^ | 105 Miller Street | 23555.5 | 0% |  | 100% | 0 | 0 | 0 | 0 | 0 | 0 | 0 | 0 | 0 | 0 | 0 | 0 | 0
WA^ | QV1 | 61127 | 50% |  |  | 0 | 0 | 0 | 0 | 0 | 0 | -88.3224 | -88.3224 | -88.3224 | -88.3224 | -88.3224 | -88.3224 | -529.9345
NSW^ | 388 George Street | 41253 | 0% | 50% |  | 0 | 0 | 0 | 0 | 0 | 0 | 0 | 0 | 0 | 0 | 0 | 0 | 0
NSW^ | 130 Pitt Street | 8227.2 | 0% |  | 100% | 0 | 0 | 0 | 0 | 0 | 0 | 0 | 0 | 0 | 0 | 0 | 0 | 0
ACT^ | 220 London Circuit | 20861 | 100% |  | 0% | 0 | 0 | 0 | 0 | 0 | 0 | 0 | 0 | 0 | 0 | 0 | 0 | 0
VIC^ | 850 Collins Street | 15723.1 | 0% |  | 100% | 0 | -7.6728 | -7.6728 | -21.4932 | -38.766 | -38.766 | -38.766 | -38.766 | -40.4923 | -40.4923 | -40.4923 | -40.4923 | -353.872
NSW^ | 6 O'Connell Street | 12837.7 | 0% |  | 100% | 0 | 0 | 0 | 0 | -5.175 | -5.175 | -5.175 | -5.175 | -5.175 | -58.0983 | -58.0983 | -58.0983 | -200.1696
[6 empty] | 0 | -36.6712 | -36.6712 | -96.1678 | -143.7623 | -200.6002 | -319.4058 | -524.7529 | -656.0219 | -732.1337 | -790.208 | -819.9238 | -4356.3189
Renewable Energy Savings (Savings based upon variance between Renewable elec and Grid elec)*Remaining elec consumption
State | Asset | NLA | ICPF | IGO | IOM | BASE | CURRENT | FY25 | FY26 | FY27 | FY28 | FY29 | FY30 | FY31 | FY32 | FY33 | FY34 | TOTAL
NSW2 | 1 Market Street | 29166 | 100% |  | 100% | 0 | -1339.169 | -1317.5113 | -837.3042 | -758.0414 | -653.5611 | -549.6126 | -453.7822 | -339.5632 | -300.9053 | -275.8298 | -259.1129 | -7084.3931
VIC2 | 120 Collins Street | 62987 | 50% |  | 100% | 0 | -1564.7771 | -2736.1448 | -2597.9199 | -2527.0353 | -2477.4161 | -2332.1027 | -2080.4624 | -1828.8222 | -1633.8896 | -1552.3723 | -1492.1204 | -22823.0626
NSW2 | 126 Phillip Street | 42132 | 50% | 25% | 100% | 0 | -2075.3584 | -2041.7947 | -1752.3001 | -1651.7149 | -1415.0775 | -1190.0103 | -990.813 | -678.2682 | -543.45 | -498.1625 | -467.9708 | -13304.9203
NSW2 | 117 Clarence Street | 12509 | 100% |  | 100% | 0 | -450.581 | -443.294 | -402.0008 | -378.9252 | -332.1668 | -279.3359 | -232.5775 | -197.3569 | -174.8886 | -160.3145 | -150.5985 | -3202.0398
NSW2 | 135 King Street | 27263 | 100% |  | 100% | 0 | -1050.37 | -1033.3829 | -937.1226 | -883.33 | -648.5194 | -545.3728 | -454.0821 | -391.8177 | -347.2108 | -318.2766 | -298.9871 | -6908.4719
NSW2 | 201 Kent Street | 39057 | 100% |  | 100% | 0 | -1106.8503 | -1088.9498 | -673.0633 | -634.4283 | -542.4665 | -456.1875 | -379.8257 | -312.5564 | -58.0931 | -53.252 | -50.0246 | -5355.6974
QLD2 | 259 Queen Street | 24754 | 100% |  | 100% | 0 | -826.8075 | -1155.6514 | -1022.2347 | -960.2242 | -820.5713 | -774.6056 | -730.3425 | -687.7817 | -604.345 | -582.1962 | -555.3013 | -8720.0615
NSW2 | 347 Kent Street | 26819 | 0% | 100% | 100% | 0 | -1100.9826 | -1083.1769 | -995.5182 | -807.3337 | -707.7108 | -595.1498 | -495.5269 | -426.9863 | -378.3756 | -346.8443 | -271.2634 | -7208.8685
NSW2 | 40 Mount Street | 28396 | 75% |  | 100% | 0 | -920.822 | -905.93 | -821.542 | -774.384 | -624.127 | -524.86 | -437.003 | -377.325 | -334.368 | -306.504 | -287.928 | -6314.793
NSW2 | 420 George Street | 37558 | 75% |  | 100% | 0 | -1209.7138 | -1190.1497 | -1079.2864 | -1017.3334 | -768.7221 | -646.4573 | -538.246 | -463.2362 | -390.3385 | -357.8103 | -336.1248 | -7997.4184
VIC2 | 567 Collins Street | 55051 | 50% | 50% | 100% | 0 | -526.3402 | -920.3502 | -830.0957 | -798.1775 | -697.7862 | -656.8574 | -695.7497 | -611.596 | -546.4065 | -519.1454 | -498.9959 | -7301.5007
NSW2 | 60 Martin Place | 39938 | 50% |  | 100% | 0 | -1925.4804 | -1894.3405 | -1717.8814 | -1619.2719 | -1419.4579 | -1193.694 | -993.88 | -843.3708 | -747.3563 | -685.0766 | -643.5568 | -13683.3665
NSW2 | 151 Clarence Street | 20404 | 0% | 100% | 100% | 0 | -785.9761 | -773.2649 | -701.2348 | -660.9826 | -579.419 | -487.2628 | -405.6993 | -344.2618 | -339.6289 | -311.3265 | -292.4582 | -5681.5149
VIC2 | 522 Flinders Lane | 1422 | 100% |  | 100% | 0 | 0 | 0 | 0 | 0 | 0 | 0 | 0 | 0 | 0 | 0 | 0 | 0
NSW3 | 20 Bridge Street | 17363.8 | 0% |  | 100% | 0 | -581.9317 | -1145.0408 | -1038.3794 | -963.1746 | -827.9113 | -696.2325 | -579.6893 | -365.1534 | -323.5821 | -296.6169 | -278.6402 | -7096.3522
QLD2 | 179 Turbot Street | 24784 | 0% |  | 100% | 0 | -393.7151 | -550.3063 | -486.775 | -457.2464 | -411.535 | -388.4822 | -366.2832 | -344.938 | -326.1543 | -314.201 | -299.6863 | -4339.3227
NSW2 | 105 Miller Street | 23555.5 | 0% |  | 100% | 0 | -686.1385 | -675.042 | -612.1613 | -577.0222 | -505.8191 | -425.3689 | -354.1658 | -300.5324 | -266.3179 | -244.1248 | -229.3293 | -4876.0222
WA2 | QV1 | 61127 | 50% |  |  | 0 | -1642.1248 | -1597.3192 | -1517.4532 | -1365.7079 | -1396.3026 | -1298.5615 | -1233.6334 | -1171.9517 | -1113.3541 | -1057.6864 | -1004.8021 | -14398.897
NSW3 | 388 George Street | 41253 | 0% | 50% |  | 0 | -880.3418 | -1732.209 | -1570.8525 | -1480.6827 | -1297.9703 | -1091.5289 | -908.8165 | -771.1889 | -683.392 | -626.4427 | -588.4765 | -11631.9019
NSW3 | 130 Pitt Street | 8227.2 | 0% |  | 100% | 0 | -203.2999 | -400.0241 | -362.7616 | -341.9384 | -299.7441 | -252.07 | -209.8757 | -178.0929 | -157.8177 | -144.6662 | -135.8986 | -2686.1891
ACT2 | 220 London Circuit | 20861 | 100% |  | 0% | 0 | -825.0654 | -811.722 | -736.1096 | -693.8556 | -608.2356 | -511.4961 | -425.8761 | -361.3831 | -320.241 | -293.5543 | -275.7631 | -5863.3018
VIC2 | 850 Collins Street | 15723.1 | 0% |  | 100% | 0 | -235.3927 | -411.604 | -317.3639 | -275.764 | -248.1211 | -233.5675 | -208.3649 | -178.9312 | -159.859 | -151.8834 | -145.9884 | -2566.8402
NSW3 | 6 O'Connell Street | 12837.7 | 0% |  | 100% | 0 | -364.0011 | -716.2285 | -649.5114 | -351.2172 | -307.8779 | -258.9101 | -215.5708 | -182.9256 | -137.7245 | -126.2474 | -118.5961 | -3428.8105
[6 empty] | 0 | -20695.2394 | -24623.4369 | -21658.8722 | -19977.7913 | -17590.5185 | -15387.7265 | -13390.2659 | -11358.0395 | -9887.6986 | -9222.5341 | -8681.6231 | -172473.746
VIC2 | [5 empty] | 0.88 | FUCKED!
VIC1 | [5 empty] | 0.88
Note on F87: [Threaded comment] Your version of Excel allows you to read this threaded comment; however, any edits to it will get removed if the file is opened in a newer version of Excel. Learn more: https://go.microsoft.com/fwlink/?linkid=870924 Comment: Scope 1 and Scope 2* Reply: @Rebecca Fitzgerald yes only Scope 1 and 2

## Costs Summary
0.21579
Electricity Costs ($) factoring in Energy Efficiency | [5 empty] | Assumed inflation
State | Asset | NLA | ICPF | IGO | IOM | BASE | CURRENT | FY25 | FY26 | FY27 | FY28 | FY29 | FY30 | FY31 | FY32 | FY33 | FY34 | 10 Yr TOTAL
NSW2 | 1 Market Street | 29166 | 100% |  | 100% | 469437.38 | 575803.9667 | 595957.1055 | 432264.0856 | 429707.1414 | 437424.8099 | 452734.6782 | 464658.5936 | 491704.0995 | 508913.743 | 526725.724 | 545161.1244 | 4885251.1051
VIC2 | 120 Collins Street | 62987 | 50% |  | 100% | 771830.22 | 986451.1503 | 1020976.9406 | 1056711.1335 | 1093696.0232 | 1131975.384 | 1171594.5224 | 1212600.3307 | 1455120.3968 | 1506049.6107 | 1558761.3471 | 1613317.9943 | 12820803.6833
NSW2 | 126 Phillip Street | 42132 | 50% | 25% | 100% | 624255.87 | 758961.4922 | 785525.1444 | 769416.9176 | 796346.5097 | 805535.7851 | 833729.5376 | 862910.0714 | 835356.6988 | 781738.1332 | 809098.9678 | 837417.4317 | 8117075.1973
NSW1 | 117 Clarence Street | 12509 | 100% |  | 100% | 151295.3 | 184961.7103 | 191435.3702 | 198135.6081 | 205070.3544 | 212247.8168 | 219676.4904 | 227365.1676 | 272838.2011 | 282387.5381 | 292271.102 | 302500.5905 | 2403928.2393
NSW2 | 135 King Street | 27263 | 100% |  | 100% | 297195.54 | 418666.1184 | 433319.4326 | 448485.6127 | 464182.6092 | 402370.7803 | 416453.7576 | 431029.6391 | 525960.9148 | 544369.5468 | 563422.481 | 583142.2678 | 4812737.0419
NSW2 | 201 Kent Street | 39057 | 100% |  | 100% | 494912.41 | 492903.4472 | 510155.0678 | 359878.1847 | 372473.9211 | 376031.1645 | 389192.2552 | 402813.9841 | 468754.2863 | 101758.8762 | 105320.4369 | 109006.6522 | 3195384.829
QLD2 | 259 Queen Street | 24754 | 100% |  | 100% | 297705.61 | 394193.8733 | 407990.6588 | 422270.3296 | 437049.7912 | 409815.8856 | 424159.4416 | 439005.0221 | 526806.0265 | 506691.2423 | 524425.4358 | 542780.3261 | 4640994.1596
NSW2 | 347 Kent Street | 26819 | 0% | 100% | 100% | 340263.14 | 435292.6601 | 450527.9032 | 472581.5277 | 420818.0363 | 435546.6676 | 450790.801 | 466568.479 | 568536.997 | 588435.7919 | 609031.0446 | 524793.8151 | 4987631.0633
NSW2 | 40 Mount Street | 28396 | 75% |  | 100% | 340315.34 | 343717.2544 | 355747.3583 | 368198.5158 | 381085.4639 | 362640.7432 | 375333.1692 | 388469.8301 | 474334.9407 | 490936.6636 | 508119.4469 | 525903.6275 | 4230769.7593
NSW2 | 420 George Street | 37558 | 75% |  | 100% | 393314.1492 | 481580.5911 | 498435.9118 | 515881.1687 | 533937.0096 | 476358.2418 | 493030.7803 | 510286.8576 | 621058.7517 | 611227.45 | 632620.4107 | 654762.1251 | 5547598.7072
VIC2 | 567 Collins Street | 55051 | 50% | 50% | 100% | 439770.22 | 474063.4162 | 490655.6357 | 482398.0389 | 493550.5135 | 455519.7505 | 471462.9418 | 579372.1699 | 695246.6039 | 719580.235 | 744765.5432 | 770832.3372 | 5903383.7698
NSW2 | 60 Martin Place | 39938 | 50% |  | 100% | 539846.99 | 704242.6772 | 728891.1709 | 754402.3619 | 780806.4445 | 808134.6701 | 836419.3835 | 865694.062 | 1038832.8744 | 1075192.025 | 1112823.7458 | 1151772.5769 | 9152969.315
NSW2 | 151 Clarence Street | 20404 | 0% | 100% | 100% | 246004.16 | 314486.7978 | 325493.8357 | 336886.12 | 348677.1342 | 360880.8339 | 373511.6631 | 386584.5713 | 463901.4855 | 534530.9002 | 553239.4817 | 572602.8636 | 4256308.8892
VIC2 | 522 Flinders Lane | 1422 | 100% |  | 100% | 14074.81 | 0 | 0 | 0 | 0 | 0 | 0 | 0 | 0 | 0 | 0 | 0 | 0
NSW1 | 20 Bridge Street | 17363.8 | 0% |  | 100% | 277500.97 | 178930.5296 | 185193.0982 | 191674.8566 | 195221.5818 | 198127.2638 | 205061.718 | 212238.8782 | 189060.8994 | 195678.0309 | 202526.7619 | 209615.1986 | 1984398.2874
QLD2 | 179 Turbot Street | 24784 | 0% |  | 100% | 141048.53 | 167872.8607 | 173748.4109 | 179829.6053 | 186123.6414 | 183811.3094 | 190244.7052 | 196903.2699 | 236283.9239 | 244553.8612 | 253113.2463 | 261972.21 | 2106584.1834
NSW2 | 105 Miller Street | 23555.5 | 0% |  | 100% | 248866.23 | 399024.7124 | 412990.5773 | 427445.2475 | 442405.8312 | 457890.0352 | 473916.1865 | 490503.253 | 588603.9036 | 609205.0402 | 630527.2166 | 652595.6692 | 5186082.9603
WA2 | QV1 | 61127 | 50% |  | 0% | 0 | 0 | 0 | 0 | 0 | 0 | 0 | 0 | 0 | 0 | 0 | 0 | 0
NSW1 | 388 George Street | 41253 | 0% | 50% | 0% | 432699.87 | 257500.194 | 266512.7008 | 275840.6454 | 285495.0679 | 295487.3953 | 305829.4542 | 316533.4851 | 379840.1821 | 393134.5884 | 406894.299 | 421135.5995 | 3346703.4177
NSW1 | 130 Pitt Street | 8227.2 | 0% |  | 0% | 103108.41 | 321590.6146 | 332846.2861 | 344495.9061 | 356553.2629 | 369032.6271 | 381948.769 | 395316.9759 | 474380.3711 | 490983.6841 | 508168.113 | 525953.997 | 4179679.9923
ACT2 | 220 London Circuit | 20861 | 100% |  | 0% | 0 | 307556.1717 | 318320.6377 | 329461.8601 | 340993.0252 | 352927.781 | 365280.2534 | 378065.0622 | 453678.0747 | 469556.8073 | 485991.2956 | 503000.9909 | 3997275.7881
VIC2 | 850 Collins Street | 15723.1 | 0% |  | 100% | 201250.68 | 200868.1253 | 207898.5097 | 174736.2596 | 161554.0524 | 153460.5158 | 158831.6339 | 164390.7411 | 192711.8168 | 199456.7304 | 206437.7159 | 213663.036 | 1833141.0114
NSW3 | 6 O'Connell Street | 12837.7 | 0% |  | 100% | 219478.54 | 297626.3751 | 308043.2982 | 318824.8136 | 189301.8346 | 195927.3988 | 202784.8578 | 209882.3278 | 251858.7934 | 221475.1449 | 229226.775 | 237249.7121 | 2364574.9562
[6 empty] | 7044174.3692 | 8696294.7386 | 9000665.0545 | 8859818.7991 | 8915049.2497 | 8881146.8598 | 9191986.9999 | 9601192.7716 | 11204870.2419 | 11075855.6434 | 11463510.5909 | 11759180.1455 | 99953276.3562
54449859.7345
Gas Costs ($) factoring in electrification
State | Asset | NLA | ICPF | IGO | IOM | BASE | CURRENT | FY25 | FY26 | FY27 | FY28 | FY29 | FY30 | FY31 | FY32 | FY33 | FY34 | 10 Yr TOTAL
NSW2 | 1 Market Street | 29166 | 100% |  | 100% | 41724.3393 | 48668.8347 | 50128.8997 | 51632.7667 | 37109.8904 | 36934.1449 | 36714.4558 | 36448.3447 | 17599.3926 | 18127.3743 | 18671.1956 | 19231.3314 | 322597.7962
VIC2 | 120 Collins Street | 62987 | 50% |  | 100% | 159548.6291 | 163610.6787 | 168518.999 | 173574.569 | 178781.8061 | 184145.2603 | 189669.6181 | 195359.7066 | 201220.4978 | 207257.1127 | 213474.8261 | 219879.0709 | 1931881.4667
NSW2 | 126 Phillip Street | 42132 | 50% | 25% | 100% | 98408.6751 | 129382.6244 | 133264.1031 | 137262.0262 | 141379.887 | 145621.2836 | 140016.5975 | 144217.0954 | 110999.1888 | 114329.1645 | 117759.0394 | 121291.8106 | 1306140.1961
NSW2 | 117 Clarence Street | 12509 | 100% |  | 100% | 23598.6558 | 24532.1186 | 25268.0822 | 26026.1246 | 26806.9084 | 27611.1156 | 28439.4491 | 29292.6325 | 30171.4115 | 31076.5539 | 32008.8505 | 32969.116 | 289670.2443
NSW2 | 135 King Street | 27263 | 100% |  | 100% | 39476.2853 | 27327.3754 | 28147.1967 | 28991.6126 | 29861.3609 | 16873.5257 | 17379.7315 | 17901.1234 | 16270.8617 | 16758.9876 | 17261.7572 | 17779.6099 | 207225.7672
NSW2 | 201 Kent Street | 39057 | 100% |  | 100% | 33772.9948 | 37524.3413 | 38650.0715 | 30246.1142 | 31153.4976 | 32088.1025 | 33050.7456 | 34042.268 | 22745.0131 | 23427.3635 | 12368.3355 | 12739.3856 | 270510.8972
QLD2 | 259 Queen Street | 24754 | 100% |  | 100% |  | 0 | 0 | 0 | 0 | 0 | 0 | 0 | 0 | 0 | 0 | 0 | 0
NSW2 | 347 Kent Street | 26819 | 0% | 100% | 100% | 24102.0188 | 29898.4553 | 30795.409 | 17543.9733 | 18070.2925 | 18612.4013 | 19170.7734 | 19745.8966 | 17999.1539 | 18539.1285 | 19095.3023 | -3.4795 | 179568.8513
NSW2 | 40 Mount Street | 28396 | 75% |  | 100% | 51540.5007 | 60856.8953 | 62682.6022 | 64563.0803 | 66499.9727 | 68494.9719 | 70549.821 | 72666.3156 | 71919.9834 | 74077.5829 | 76299.9104 | 78588.9077 | 706343.1481
NSW2 | 420 George Street | 37558 | 75% |  | 100% | 37983.914 | 25418.783 | 26181.3465 | 26966.7869 | 27775.7905 | 28609.0642 | 29467.3361 | 30351.3562 | 26558.0658 | 11781.7668 | 12135.2198 | 12499.2764 | 232326.0092
VIC2 | 567 Collins Street | 55051 | 50% | 50% | 100% | 162815.5 | 165875.6784 | 170851.9488 | 175977.5073 | 181256.8325 | 168182.9325 | 164331.9992 | 20767.6802 | 21390.7106 | 22032.4319 | 22693.4049 | 23374.207 | 970859.6548
NSW2 | 60 Martin Place | 39938 | 50% |  | 100% | 120058.6466 | 110182.7002 | 113488.1812 | 116892.8266 | 120399.6114 | 124011.5998 | 127731.9478 | 131563.9062 | 135510.8234 | 139576.1481 | 143763.4325 | 148076.3355 | 1301014.8125
NSW2 | 151 Clarence Street | 20404 | 0% | 100% | 100% | 18383.1048 | 23768.9347 | 24482.0027 | 25216.4628 | 25972.9567 | 26752.1454 | 27554.7098 | 28381.3511 | 29232.7916 | 30109.7753 | 3580.5357 | 3687.9518 | 224970.6829
VIC2 | 522 Flinders Lane | 1422 | 100% |  | 100% | 15433.9792 | 0 | 0 | 0 | 0 | 0 | 0 | 0 | 0 | 0 | 0 | 0 | 0
NSW3 | 20 Bridge Street | 17363.8 | 0% |  | 100% | 11872.1 | 5618.2339 | 5786.781 | 5960.3844 | 6139.1959 | 3318.977 | 3418.5463 | 3521.1027 | 343.7524 | 354.065 | 364.6869 | 375.6275 | 29583.1189
QLD2 | 179 Turbot Street | 24784 | 0% |  | 100% |  | 0 | 0 | 0 | 0 | 0 | 0 | 0 | 0 | 0 | 0 | 0 | 0
NSW2 | 105 Miller Street | 23555.5 | 0% |  | 100% | 42887.9023 | 70408.8678 | 72521.1339 | 74696.7679 | 76937.6709 | 79245.801 | 81623.1751 | 84071.8703 | 86594.0264 | 89191.8472 | 91867.6026 | 94623.6307 | 831373.526
WA2 | QV1 | 61127 | 50% |  |  | 0 | 0 | 0 | 0 | 0 | 0 | 0 | 0 | 0 | 0 | 0 | 0 | 0
NSW3 | 388 George Street | 41253 | 0% | 50% |  | 64459.1948 | 86338.2976 | 88928.4465 | 91596.2999 | 94344.1889 | 97174.5146 | 100089.75 | 103092.4425 | 106185.2158 | 109370.7723 | 112651.8954 | 116031.4523 | 1019464.9781
NSW3 | 130 Pitt Street | 8227.2 | 0% |  | 100% |  | 0 | 0 | 0 | 0 | 0 | 0 | 0 | 0 | 0 | 0 | 0 | 0
ACT2 | 220 London Circuit | 20861 | 100% |  | 0% | 40614.4125 | 91470.3351 | 94214.4452 | 97040.8785 | 99952.1049 | 102950.668 | 106039.1881 | 109220.3637 | 112496.9746 | 115871.8839 | 119348.0404 | 122928.4816 | 1080063.0288
VIC2 | 850 Collins Street | 15723.1 | 0% |  | 100% | 30753.6032 | 29805.264 | 30699.4219 | 26245.0855 | 20112.747 | 20716.1294 | 21337.6132 | 21977.7416 | 21858.7212 | 22514.4829 | 23189.9174 | 23885.6149 | 232537.475
NSW3 | 6 O'Connell Street | 12837.7 | 0% |  | 100% | 59093.7017 | 85406.6104 | 87968.8087 | 90607.873 | 90086.3801 | 92788.9715 | 95572.6406 | 98439.8198 | 101393.0144 | 66025.5757 | 68006.3429 | 70046.5332 | 860935.9599
[6 empty] | 1076528.158 | 1216095.0288 | 1252577.8797 | 1261041.1397 | 1272641.0943 | 1274131.6091 | 1292158.0981 | 1181061.0172 | 1130489.5991 | 1110422.0169 | 1104540.2956 | 1118004.8636 | 11997067.6133
Capital Expenditure projections
State | Asset | NLA | ICPF | IGO | IOM | BASE | CURRENT | FY25 | FY26 | FY27 | FY28 | FY29 | FY30 | FY31 | FY32 | FY33 | FY34 | TOTAL
NSW2 | 1 Market Street | 29166 | 100% |  | 100% |  | 173896 | 2346400 | 2430800 | 1100000 | 1100000 | 1100000 | 2642000 |  |  |  |  | 10893096
VIC2 | 120 Collins Street | 62987 | 50% |  | 100% |  |  | FY25: 85000; FY26: 1187500; FY27: 882500; FY28: 650000 | 2805000
NSW2 | 126 Phillip Street | 42132 | 50% | 25% | 100% |  | 117000 | FY25: 334394; FY28: 1336000; FY30: 4324000; FY32: 3500000 | 9611394
NSW2 | 117 Clarence Street | 12509 | 100% |  | 100%
NSW2 | 135 King Street | 27263 | 100% |  | 100% |  |  | FY25: 25000; FY27: 3465459; FY28: 364200; FY30: 466100; FY32: 484900 | 4805659
NSW2 | 201 Kent Street | 39057 | 100% |  | 100% |  | 256340 | FY25: 5211700; FY27: 819000; FY30: 624000; FY31: 2645000; FY32: 3162000 | 12718040
QLD2 | 259 Queen Street | 24754 | 100% |  | 100% |  |  | FY25: 25000; FY27: 180937.5; FY31: 1603125; FY34: 75000 | 1884062.5
NSW2 | 347 Kent Street | 26819 | 0% | 100% | 100% |  |  | FY25: 601335; FY26: 1807053.4; FY30: 483314; FY33: 1876001 | 4767703.4
NSW2 | 40 Mount Street | 28396 | 75% |  | 100% |  | 598000 | FY27: 1518000; FY28: 409200; FY30: 388000 | 2913200
NSW2 | 420 George Street | 37558 | 75% |  | 100% |  | 126100 | FY27: 1491000; FY28: 180000; FY30: 2300000; FY31: 2316000; FY32: 78000 | 6491100
VIC2 | 567 Collins Street | 55051 | 50% | 50% | 100% |  | 9500 | 5000 | 5000 | 127700 | 10000 | 4500000 |  |  |  |  | 275500 | 4932700
NSW2 | 60 Martin Place | 39938 | 50% |  | 100%
NSW2 | 151 Clarence Street | 20404 | 0% | 100% | 100% |  |  | FY32: 1287500 | 1287500
VIC2 | 522 Flinders Lane | 1422 | 100% |  | 100%
NSW3 | 20 Bridge Street | 17363.8 | 0% |  | 100% |  | 226200 | FY26: 221000; FY27: 2151500; FY30: 2489500 | 5088200
QLD2 | 179 Turbot Street | 24784 | 0% |  | 100% |  | 25000 | FY27: 111550 | 136550
NSW2 | 105 Miller Street | 23555.5 | 0% |  | 100%
WA2 | QV1 | 61127 | 50% |  |  |  |  | FY28: 3000000; FY34: 1950000 | 4950000
NSW3 | 388 George Street | 41253 | 0% | 50% |  |  | #REF! | #REF! | #REF! | #REF! | #REF! | #REF! | #REF! | #REF! | #REF! | #REF! | #REF! | #REF!
NSW3 | 130 Pitt Street | 8227.2 | 0% |  | 100%
ACT2 | 220 London Circuit | 20861 | 100% |  | 0%
VIC2 | 850 Collins Street | 15723.1 | 0% |  | 100% |  | 1365500 | FY25: 260000; FY26: 70000; FY27: 80000; FY28: 1400; FY30: 7500 | 1784400
NSW3 | 6 O'Connell Street | 12837.7 | 0% |  | 100% |  |  | FY25: 983750; FY30: 1166625 | 2150375
[7 empty] | #REF! | #REF! | #REF! | #REF! | #REF! | #REF! | #REF! | #REF! | #REF! | #REF! | #REF! | #REF!
[7 empty] | #REF! | #REF! | #REF! | #REF! | #REF! | #REF! | #REF! | #REF! | #REF! | #REF! | #REF! | #REF!
NABERS Energy
State | Asset | NLA | ICPF | IGO | IOM | BASE | CURRENT | FY25 | FY26 | FY27 | FY28 | FY29 | FY30 | FY31 | FY32 | FY33 | FY34 | Improvement
NSW2 | 1 Market Street | 29166 | 100% |  | 100% | 5.1607 | 5.1607 | 5.175 | 5.5615 | 5.6194 | 5.6283 | 5.6372 | 5.6461 | 5.7707 | 5.7707 | 5.7707 | 5.7707 | 0.61006
VIC2 | 120 Collins Street | 62987 | 50% |  | 100% | 4.2065 | 4.2065 | 4.2065 | 4.2065 | 4.2065 | 4.2065 | 4.2065 | 4.2065 | 4.2065 | 4.2065 | 4.2065 | 4.2065 | 0
NSW2 | 126 Phillip Street | 42132 | 50% | 25% | 100% | 5.1894 | 5.1894 | 5.1981 | 5.2636 | 5.2636 | 5.2636 | 5.2983 | 5.2983 | 5.5469 | 5.5469 | 5.6341 | 5.6341 | 0.44475
NSW2 | 117 Clarence Street | 12509 | 100% |  | 100% | 5.3187 | 5.3187 | 5.3187 | 5.3187 | 5.3187 | 5.3187 | 5.3187 | 5.3187 | 5.3187 | 5.3187 | 5.3187 | 5.3187 | 0
NSW2 | 135 King Street | 27263 | 100% |  | 100% | 5.5573 | 5.5573 | 5.5573 | 5.5573 | 5.5573 | 5.6575 | 5.7456 | 5.7456 | 5.7337 | 5.7337 | 5.7337 | 5.7337 | 0.17642
NSW2 | 201 Kent Street | 39057 | 100% |  | 100% | 5.5343 | 5.5343 | 5.5547 | 5.8932 | 5.8932 | 5.9102 | 5.9102 | 5.9102 | 5.9478 | 6.1178 | 6.4801 | 6.4801 | 0.94582
QLD2 | 259 Queen Street | 24754 | 100% |  | 100% | 5.4825 | 5.4825 | 5.4825 | 5.4825 | 5.4825 | 5.5895 | 5.5895 | 5.5895 | 5.5895 | 5.6624 | 5.6624 | 5.6624 | 0.17992
NSW2 | 347 Kent Street | 26819 | 0% | 100% | 100% | 5.1319 | 5.1319 | 5.1319 | 5.1439 | 5.3327 | 5.3327 | 5.3327 | 5.3327 | 5.319 | 5.319 | 5.319 | 5.5496 | 0.41773
NSW2 | 40 Mount Street | 28396 | 75% |  | 100% | 5.8217 | 5.8217 | 5.8107 | 5.8107 | 5.8107 | 5.85 | 5.8761 | 5.8761 | 5.8663 | 5.8663 | 5.8663 | 5.8663 | 0.044615
NSW2 | 420 George Street | 37558 | 75% |  | 100% | 5.4481 | 5.4481 | 5.5007 | 5.5007 | 5.5007 | 5.6323 | 5.6487 | 5.6487 | 5.6414 | 5.6865 | 5.7062 | 5.7062 | 0.25814
VIC2 | 567 Collins Street | 55051 | 50% | 50% | 100% | 5.714 | 5.7618 | 5.7937 | 5.8428 | 5.8534 | 5.9377 | 5.986 | 6.0022 | 6.0022 | 6.0022 | 6.0022 | 6.0022 | 0.28825
NSW2 | 60 Martin Place | 39938 | 50% |  | 100% | 5.267 | 5.267 | 5.267 | 5.267 | 5.267 | 5.267 | 5.267 | 5.267 | 5.267 | 5.267 | 5.267 | 5.267 | 0
NSW2 | 151 Clarence Street | 20404 | 0% | 100% | 100% | 5.678 | 5.678 | 5.678 | 5.678 | 5.678 | 5.678 | 5.678 | 5.678 | 5.678 | 5.678 | 5.6144 | 5.6144 | -0.063533
VIC2 | 522 Flinders Lane | 1422 | 100% |  | 100% | [12 empty] | 0
NSW3 | 20 Bridge Street | 17363.8 | 0% |  | 100% | 4.7257 | 4.7257 | 4.7003 | 4.7003 | 4.7308 | 4.7769 | 4.7769 | 4.7769 | 5.2622 | 5.2622 | 5.2622 | 5.2622 | 0.53646
QLD2 | 179 Turbot Street | 24784 | 0% |  | 100% | 5.1172 | 5.1172 | 5.1172 | 5.1172 | 5.1172 | 5.1819 | 5.1819 | 5.1819 | 5.1819 | 5.1819 | 5.1819 | 5.1819 | 0.064703
NSW2 | 105 Miller Street | 23555.5 | 0% |  | 100% | 5.8447 | 5.8447 | 5.8447 | 5.8447 | 5.8447 | 5.8447 | 5.8447 | 5.8447 | 5.8447 | 5.8447 | 5.8447 | 5.8447 | 0
WA2 | QV1 | 61127 | 50% |  |  | 5.8447 | 5.8447 | 5.8447 | 5.8447 | 5.8447 | 5.8447 | 5.8447 | 5.8447 | 5.8447 | 5.8447 | 5.8447 | 5.8447 | 0
NSW3 | 388 George Street | 41253 | 0% | 50% |  | 5.8447 | 5.8447 | 5.8447 | 5.8447 | 5.8447 | 5.8447 | 5.8447 | 5.8447 | 5.8447 | 5.8447 | 5.8447 | 5.8447 | 0
NSW3 | 130 Pitt Street | 8227.2 | 0% |  | 100% | 4.53 | 4.53 | 4.53 | 4.53 | 4.53 | 4.53 | 4.53 | 4.53 | 4.53 | 4.53 | 4.53 | 4.53 | 0
ACT2 | 220 London Circuit | 20861 | 100% |  | 0% | 4.7909 | 4.7909 | 4.7909 | 4.7909 | 4.7909 | 4.7909 | 4.7909 | 4.7909 | 4.7909 | 4.7909 | 4.7909 | 4.7909 | 0
VIC2 | 850 Collins Street | 15723.1 | 0% |  | 100% | 4.8365 | 4.8365 | 5.5063 | 5.6731 | 5.8146 | 5.8639 | 5.8852 | 5.8852 | 5.9073 | 5.9073 | 5.9073 | 5.9073 | 1.0708
NSW3 | 6 O'Connell Street | 12837.7 | 0% |  | 100% | 4.7629 | 4.7629 | 4.7629 | 5.3353 | 5.5161 | 5.5161 | 5.5161 | 5.5161 | 5.7079 | 5.7717 | 5.7717 | 5.7717 | 1.0088
| weighted average |  |  |  |  | 5.3056 | 5.3095 | 5.3319 | 5.3917 | 5.4102 | 5.4401 | 5.4527 | 5.4545 | 5.4924 | 5.5087 | 5.5344 | 5.5436 | 0.23794
11 |  |  |  |  | Weighted Average | BASE | CURRENT | FY25 | FY26 | FY27 | FY28 | FY29 | FY30 | FY31 | FY32 | FY33 | FY34
23 |  |  |  |  | ICPF | 5.3137 | 5.3176 | 5.3281 | 5.4094 | 5.4153 | 5.4546 | 5.4717 | 5.4738 | 5.5025 | 5.5315 | 5.5808
52.17% |  |  |  |  | IGO | 5.5329 | 5.5453 | 5.5545 | 5.5768 | 5.6274 | 5.6493 | 5.6653 | 5.6695 | 5.6908 | 5.6908 | 5.6872
[5 empty] | IOM | 5.2248 | 5.2296 | 5.257 | 5.3302 | 5.3528 | 5.3895 | 5.4049 | 5.407 | 5.4535 | 5.4734 | 5.5048
5
22
77.27%
Offset Costs (Gas) - with electrification
State | Asset | NLA | ICPF | IGO | IOM | BASE | CURRENT | FY25 | FY26 | FY27 | FY28 | FY29 | FY30 | FY31 | FY32 | FY33 | FY34 | TOTAL
NSW2 | 1 Market Street | 29166 | 100% |  | 100% |  | 4992.6108 | 4992.6108 | 4992.6108 | 3483.8124 | 3366.324 | 3248.8356 | 3131.3472 | 1467.9588 | 1467.9588 | 1467.9588 | 1467.9588 | 29087.3761
VIC2 | 120 Collins Street | 62987 | 50% |  | 100% |  |  | 26197.3254 | 26197.3254 | 26197.3254 | 26197.3254 | 26197.3254 | 26197.3254 | 26197.3254 | 26197.3254 | 26197.3254 | 26197.3254 | 261973.2536
NSW2 | 126 Phillip Street | 42132 | 50% | 25% | 100% |  |  | 14414.355 | 14414.355 | 14414.355 | 14414.355 | 13455.897 | 13455.897 | 10054.917 | 10054.917 | 10054.917 | 10054.917 | 124788.8818
NSW2 | 117 Clarence Street | 12509 | 100% |  | 100% |  |  | 2927.6965 | 2927.6965 | 2927.6965 | 2927.6965 | 2927.6965 | 2927.6965 | 2927.6965 | 2927.6965 | 2927.6965 | 2927.6965 | 29276.9653
NSW2 | 135 King Street | 27263 | 100% |  | 100% |  |  | 2876.756 | 2876.756 | 2876.756 | 1578.2 | 1578.2 | 1578.2 | 1392.692 | 1392.692 | 1392.692 | 1392.692 | 18935.6363
NSW2 | 201 Kent Street | 39057 | 100% |  | 100% |  |  | 4633.2571 | 3520.2091 | 3520.2091 | 3520.2091 | 3520.2091 | 3520.2091 | 2283.4891 | 2283.4891 | 1170.4411 | 1170.4411 | 29142.1628
QLD2 | 259 Queen Street | 24754 | 100% |  | 100% |  |  | 0 | 0 | 0 | 0 | 0 | 0 | 0 | 0 | 0 | 0 | 0
NSW2 | 347 Kent Street | 26819 | 0% | 100% | 100% |  |  | 3641.825 | 2014.2985 | 2014.2985 | 2014.2985 | 2014.2985 | 2014.2985 | 1782.6326 | 1782.6326 | 1782.6326 | -0.31536 | 19060.9001
NSW2 | 40 Mount Street | 28396 | 75% |  | 100% |  |  | 6168.141 | 6168.141 | 6168.141 | 6168.141 | 6168.141 | 6168.141 | 5926.9806 | 5926.9806 | 5926.9806 | 5926.9806 | 60716.7684
NSW2 | 420 George Street | 37558 | 75% |  | 100% |  |  | 2876.756 | 2876.756 | 2876.756 | 2876.756 | 2876.756 | 2876.756 | 2443.904 | 1052.594 | 1052.594 | 1052.594 | 22862.2223
VIC2 | 567 Collins Street | 55051 | 50% | 50% | 100% |  |  | 16277.0185 | 16277.0185 | 16277.0185 | 14663.0788 | 13910.033 | 1706.6984 | 1706.6984 | 1706.6984 | 1706.6984 | 1706.6984 | 85937.6594
NSW2 | 60 Martin Place | 39938 | 50% |  | 100% |  |  | 14850.0793 | 14850.0793 | 14850.0793 | 14850.0793 | 14850.0793 | 14850.0793 | 14850.0793 | 14850.0793 | 14850.0793 | 14850.0793 | 148500.7927
NSW2 | 151 Clarence Street | 20404 | 0% | 100% | 100% |  |  | 2680.9307 | 2680.9307 | 2680.9307 | 2680.9307 | 2680.9307 | 2680.9307 | 2680.9307 | 2680.9307 | 309.5201 | 309.5201 | 22066.4858
VIC2 | 522 Flinders Lane | 1422 | 100% |  | 100% |  |  | 0 | 0 | 0 | 0 | 0 | 0 | 0 | 0 | 0 | 0 | 0
NSW3 | 20 Bridge Street | 17363.8 | 0% |  | 100% |  |  | 800.4021 | 800.4021 | 800.4021 | 420.1107 | 420.1107 | 420.1107 | 39.8193 | 39.8193 | 39.8193 | 39.8193 | 3820.8155
QLD2 | 179 Turbot Street | 24784 | 0% |  | 100% |  |  | 0 | 0 | 0 | 0 | 0 | 0 | 0 | 0 | 0 | 0 | 0
NSW2 | 105 Miller Street | 23555.5 | 0% |  | 100% |  |  | 7402.5762 | 7402.5762 | 7402.5762 | 7402.5762 | 7402.5762 | 7402.5762 | 7402.5762 | 7402.5762 | 7402.5762 | 7402.5762 | 74025.7616
WA2 | QV1 | 61127 | 50% |  |  |  |  | 6695.6441 | 6695.6441 | 6695.6441 | 6695.6441 | 1396.2989 | 1396.2989 | 1396.2989 | 1396.2989 | 1396.2989 | 1396.2989 | 35160.3701
NSW3 | 388 George Street | 41253 | 0% | 50% |  |  |  | 11801.4006 | 11801.4006 | 11801.4006 | 11801.4006 | 11801.4006 | 11801.4006 | 11801.4006 | 11801.4006 | 11801.4006 | 11801.4006 | 118014.006
NSW3 | 130 Pitt Street | 8227.2 | 0% |  | 100% |  |  | 0 | 0 | 0 | 0 | 0 | 0 | 0 | 0 | 0 | 0 | 0
ACT2 | 220 London Circuit | 20861 | 100% |  | 0% |  |  | 15257.7269 | 15257.7269 | 15257.7269 | 15257.7269 | 15257.7269 | 15257.7269 | 15257.7269 | 15257.7269 | 15257.7269 | 15257.7269 | 152577.2691
VIC2 | 850 Collins Street | 15723.1 | 0% |  | 100% |  |  | 4877.905 | 4048.6843 | 3012.3129 | 3012.3129 | 3012.3129 | 3012.3129 | 2908.7376 | 2908.7376 | 2908.7376 | 2908.7376 | 32610.7914
NSW3 | 6 O'Connell Street | 12837.7 | 0% |  | 100% |  |  | 8944.4166 | 8944.4166 | 8633.9195 | 8633.9195 | 8633.9195 | 8633.9195 | 8633.9195 | 5458.5203 | 5458.5203 | 5458.5203 | 77433.9919
[8 empty] | 158316.8229 | 154747.0276 | 151891.3608 | 148481.0852 | 141352.7479 | 129031.9249 | 121155.7834 | 116589.0743 | 113104.6157 | 111321.6677 | 1345992.1104
Electricity Costs ($) without energy efficiency | [5 empty] | Assumed inflation | 5% | 30% | 5% | 5% | 5% | 5% | 5% | 5% | 5% | 5% | 5%
State | Asset | NLA | ICPF | IGO | IOM | BASE | CURRENT | FY25 | FY26 | FY27 | FY28 | FY29 | FY30 | FY31 | FY32 | FY33 | FY34 | 10 Yr TOTAL
NSW2 | 1 Market Street | 29166 | 100% |  | 100% | 469437.38 | 582184.7377 | 602561.2035 | 623650.8456 | 645478.6252 | 668070.3771 | 691452.8403 | 715653.6897 | 858784.4277 | 888841.8826 | 919951.3485 | 952149.6457 | 7566594.8861
VIC2 | 120 Collins Street | 62987 | 50% |  | 100% | 771830.22 | 986451.1503 | 1020976.9406 | 1056711.1335 | 1093696.0232 | 1131975.384 | 1171594.5224 | 1212600.3307 | 1455120.3968 | 1506049.6107 | 1558761.3471 | 1613317.9943 | 12820803.6833
NSW2 | 126 Phillip Street | 42132 | 50% | 25% | 100% | 624255.87 | 764388.501 | 791142.0986 | 818832.072 | 847491.1946 | 877153.3864 | 907853.7549 | 939628.6363 | 1127554.3636 | 1167018.7663 | 1207864.4231 | 1250139.6779 | 9934678.3737
NSW2 | 117 Clarence Street | 12509 | 100% |  | 100% | 151295.3 | 184961.7103 | 191435.3702 | 198135.6081 | 205070.3544 | 212247.8168 | 219676.4904 | 227365.1676 | 272838.2011 | 282387.5381 | 292271.102 | 302500.5905 | 2403928.2393
NSW2 | 135 King Street | 27263 | 100% |  | 100% | 297195.54 | 418666.1184 | 433319.4326 | 448485.6127 | 464182.6092 | 480429.0005 | 497244.0155 | 514647.5561 | 617577.0673 | 639192.2646 | 661563.9939 | 684718.7337 | 5441360.286
NSW2 | 201 Kent Street | 39057 | 100% |  | 100% | 494912.41 | 502816.2879 | 520414.858 | 538629.378 | 557481.4062 | 576993.2554 | 597188.0194 | 618089.6 | 741707.5201 | 767667.2833 | 794535.6382 | 822344.3855 | 6535051.344
QLD2 | 259 Queen Street | 24754 | 100% |  | 100% | 297705.61 | 394193.8733 | 407990.6588 | 422270.3319 | 437049.7935 | 452346.5363 | 468178.665 | 484564.9183 | 581477.902 | 601829.6285 | 622893.6655 | 644694.9438 | 5123297.0437
NSW2 | 347 Kent Street | 26819 | 0% | 100% | 100% | 340263.14 | 435292.6601 | 450527.9032 | 466296.3798 | 482616.7531 | 499508.3394 | 516991.1313 | 535085.8209 | 642102.9851 | 664576.5896 | 687836.7702 | 711911.0572 | 5657453.7298
NSW2 | 40 Mount Street | 28396 | 75% |  | 100% | 340315.34 | 335408.2152 | 347147.5027 | 359297.6653 | 371873.0836 | 384888.6416 | 398359.744 | 412302.3351 | 494762.8021 | 512079.5001 | 530002.2826 | 548552.3625 | 4359265.9197
NSW2 | 420 George Street | 37558 | 75% |  | 100% | 393314.1492 | 505211.4902 | 522893.8924 | 541195.1786 | 560137.0099 | 579741.8052 | 600032.7684 | 621033.9153 | 745240.6983 | 771324.1228 | 798320.4671 | 826261.6834 | 6566181.5413
VIC2 | 567 Collins Street | 55051 | 50% | 50% | 100% | 439770.22 | 508301.0523 | 526091.5892 | 544504.7948 | 563562.4626 | 583287.1488 | 603702.199 | 624831.776 | 749798.1311 | 776041.0657 | 803202.503 | 831314.5906 | 6606336.2608
NSW2 | 60 Martin Place | 39938 | 50% |  | 100% | 539846.99 | 704242.6772 | 728891.1709 | 754402.3619 | 780806.4445 | 808134.6701 | 836419.3835 | 865694.062 | 1038832.8744 | 1075192.025 | 1112823.7458 | 1151772.5769 | 9152969.315
NSW2 | 151 Clarence Street | 20404 | 0% | 100% | 100% | 246004.16 | 314486.7978 | 325493.8357 | 336886.12 | 348677.1342 | 360880.8339 | 373511.6631 | 386584.5713 | 463901.4855 | 480138.0375 | 496942.8688 | 514335.8692 | 4087352.4192
VIC2 | 522 Flinders Lane | 1422 | 100% |  | 100% | 14074.81 | 0 | 0 | 0 | 0 | 0 | 0 | 0 | 0 | 0 | 0 | 0 | 0
NSW3 | 20 Bridge Street | 17363.8 | 0% |  | 100% | 277500.97 | 175508.3121 | 181651.103 | 188008.8916 | 194589.2028 | 201399.8249 | 208448.8188 | 215744.5275 | 258893.4329 | 267954.7031 | 277333.1177 | 287039.7768 | 2281063.3992
QLD2 | 179 Turbot Street | 24784 | 0% |  | 100% | 141048.53 | 167872.8607 | 173748.4109 | 179829.6053 | 186123.6414 | 192637.9689 | 199380.2978 | 206358.6082 | 247630.3299 | 256297.3914 | 265267.8001 | 274552.1731 | 2181826.227
NSW2 | 105 Miller Street | 23555.5 | 0% |  | 100% | 248866.23 | 399024.7124 | 412990.5773 | 427445.2475 | 442405.8312 | 457890.0352 | 473916.1865 | 490503.253 | 588603.9036 | 609205.0402 | 630527.2166 | 652595.6692 | 5186082.9603
WA2 | QV1 | 61127 | 50% |  |  | 0 | 0 | 0 | 0 | 0 | 0 | 0 | 0 | 0 | 0 | 0 | 0 | 0
NSW3 | 388 George Street | 41253 | 0% | 50% |  | 432699.87 | 257500.194 | 266512.7008 | 275840.6454 | 285495.0679 | 295487.3953 | 305829.4542 | 316533.4851 | 379840.1821 | 393134.5884 | 406894.299 | 421135.5995 | 3346703.4177
NSW3 | 130 Pitt Street | 8227.2 | 0% |  | 100% | 103108.41 | 321590.6146 | 332846.2861 | 344495.9061 | 356553.2629 | 369032.6271 | 381948.769 | 395316.9759 | 474380.3711 | 490983.6841 | 508168.113 | 525953.997 | 4179679.9923
ACT2 | 220 London Circuit | 20861 | 100% |  | 0% | 0 | 307556.1717 | 318320.6377 | 329461.8601 | 340993.0252 | 352927.781 | 365280.2534 | 378065.0622 | 453678.0747 | 469556.8073 | 485991.2956 | 503000.9909 | 3997275.7881
VIC2 | 850 Collins Street | 15723.1 | 0% |  | 100% | 201250.68 | 292116.0259 | 302340.0868 | 312921.9899 | 323874.2595 | 335209.8586 | 346942.2037 | 359085.1808 | 430902.2169 | 445983.7945 | 461593.2273 | 477748.9903 | 3796601.8084
NSW3 | 6 O'Connell Street | 12837.7 | 0% |  | 100% | 219478.54 | 297626.3751 | 308043.2982 | 318824.8136 | 329983.6821 | 341533.111 | 353486.7699 | 365858.8068 | 439030.5682 | 454396.6381 | 470300.5204 | 486761.0386 | 3868219.2469
[6 empty] | 7044174.3692 | 8855400.5383 | 9165339.5572 | 9486126.4417 | 9818140.8672 | 10161775.7975 | 10517437.9504 | 10885548.2787 | 13062657.9344 | 13519850.9621 | 13993045.7458 | 14482802.3469 | 115092725.8818
Gas Costs ($) factoring no electrification
State | Asset | NLA | ICPF | IGO | IOM | BASE | CURRENT | FY25 | FY26 | FY27 | FY28 | FY29 | FY30 | FY31 | FY32 | FY33 | FY34
NSW2 | 1 Market Street | 29166 | 100% |  | 100% | 41724.3393 | 48668.8347 | 50128.8997 | 51632.7667 | 53181.7497 | 54777.2022 | 56420.5183 | 58113.1338 | 59856.5279 | 61652.2237 | 63501.7904 | 65406.8441 | 623340.4914 | 1 Market Street_Sydney_NSW
VIC2 | 120 Collins Street | 62987 | 50% |  | 100% | 159548.6291 | 163610.6787 | 168518.999 | 173574.569 | 178781.8061 | 184145.2603 | 189669.6181 | 195359.7066 | 201220.4978 | 207257.1127 | 213474.8261 | 219879.0709 | 2095492.1453 | 120 Collins Street_Melbourne_VIC
NSW2 | 126 Phillip Street | 42132 | 50% | 25% | 100% | 98408.6751 | 129382.6244 | 133264.1031 | 137262.0262 | 141379.887 | 145621.2836 | 149989.9221 | 154489.6198 | 159124.3083 | 163898.0376 | 168814.9787 | 173879.4281 | 1657106.2188 | 126 Phillip Street_Sydney_NSW
NSW2 | 117 Clarence Street | 12509 | 100% |  | 100% | 23598.6558 | 24532.1186 | 25268.0822 | 26026.1246 | 26806.9084 | 27611.1156 | 28439.4491 | 29292.6325 | 30171.4115 | 31076.5539 | 32008.8505 | 32969.116 | 314202.3628 | 117 Clarence Street_Sydney_NSW
NSW2 | 135 King Street | 27263 | 100% |  | 100% | 39476.2853 | 27327.3754 | 28147.1967 | 28991.6126 | 29861.3609 | 30757.2018 | 31679.9178 | 32630.3154 | 33609.2248 | 34617.5016 | 35656.0266 | 36725.7074 | 350003.4409 | 135 King Street_Sydney_NSW
NSW2 | 201 Kent Street | 39057 | 100% |  | 100% | 33772.9948 | 37524.3413 | 38650.0715 | 39809.5737 | 41003.8609 | 42233.9767 | 43500.996 | 44806.0259 | 46150.2066 | 47534.7128 | 48960.7542 | 50429.5769 | 480604.0965 | 201 Kent Street_Sydney_NSW
QLD2 | 259 Queen Street | 24754 | 100% |  | 100% | 0 | 0 | 0 | 0 | 0 | 0 | 0 | 0 | 0 | 0 | 0 | 0 | 0 | 259 Queen Street_Brisbane_QLD
NSW2 | 347 Kent Street | 26819 | 0% | 100% | 100% | 24102.0188 | 29898.4553 | 30795.409 | 31719.2712 | 32670.8494 | 33650.9748 | 34660.5041 | 35700.3192 | 36771.3288 | 37874.4686 | 39010.7027 | 40181.0238 | 382933.3069 | 347 Kent Street_Sydney_NSW
NSW2 | 40 Mount Street | 28396 | 75% |  | 100% | 51540.5007 | 67232.3796 | 69249.351 | 71326.8315 | 73466.6365 | 75670.6356 | 77940.7546 | 80278.9773 | 82687.3466 | 85167.967 | 87723.006 | 90354.6962 | 861098.5819 | 40 Mount Street_North Sydney_NSW
NSW2 | 420 George Street | 37558 | 75% |  | 100% | 37983.914 | 25418.783 | 26181.3465 | 26966.7869 | 27775.7905 | 28609.0642 | 29467.3361 | 30351.3562 | 31261.8969 | 32199.7538 | 33165.7464 | 34160.7188 | 325558.5793 | 420 George Street_Sydney_NSW
VIC2 | 567 Collins Street | 55051 | 50% | 50% | 100% | 162815.5 | 172452.893 | 177626.4798 | 182955.2742 | 188443.9324 | 194097.2504 | 199920.1679 | 205917.7729 | 212095.3061 | 218458.1653 | 225011.9103 | 231762.2676 | 2208741.4199 | 567 Collins Street_Melbourne_VIC
NSW2 | 60 Martin Place | 39938 | 50% |  | 100% | 120058.6466 | 110182.7002 | 113488.1812 | 116892.8266 | 120399.6114 | 124011.5998 | 127731.9478 | 131563.9062 | 135510.8234 | 139576.1481 | 143763.4325 | 148076.3355 | 1411197.5127 | 60 Martin Place_Sydney_NSW
NSW2 | 151 Clarence Street | 20404 | 0% | 100% | 100% | 18383.1048 | 23768.9347 | 24482.0027 | 25216.4628 | 25972.9567 | 26752.1454 | 27554.7098 | 28381.3511 | 29232.7916 | 30109.7753 | 31013.0686 | 31943.4607 | 304427.6595 | 151 Clarence Street_Sydney_NSW
VIC2 | 522 Flinders Lane | 1422 | 100% |  | 100% | 15433.9792 | 0 | 0 | 0 | 0 | 0 | 0 | 0 | 0 | 0 | 0 | 0 | 0 | 524 Flinders Lane_Melbourne_VIC
NSW3 | 20 Bridge Street | 17363.8 | 0% |  | 100% | 11872.1 | 8765.0474 | 9027.9988 | 9298.8388 | 9577.804 | 9865.1381 | 10161.0922 | 10465.925 | 10779.9027 | 11103.2998 | 11436.3988 | 11779.4908 | 112260.9363 | 20 Bridge Street_Sydney_NSW
QLD2 | 179 Turbot Street | 24784 | 0% |  | 100% | 0 | 0 | 0 | 0 | 0 | 0 | 0 | 0 | 0 | 0 | 0 | 0 | 0 | 179 Turbot Street_Brisbane_QLD
NSW2 | 105 Miller Street | 23555.5 | 0% |  | 100% | 42887.9023 | 70408.8678 | 72521.1339 | 74696.7679 | 76937.6709 | 79245.801 | 81623.1751 | 84071.8703 | 86594.0264 | 89191.8472 | 91867.6026 | 94623.6307 | 901782.3939 | 105-151 Miller Street_North Sydney_NSW
WA2 | QV1 | 61127 | 50% |  |  | 0 | 0 | 0 | 0 | 0 | 0 | 0 | 0 | 0 | 0 | 0 | 0 | 0 | 250 St Georges Terrace_Perth_WA
NSW3 | 388 George Street | 41253 | 0% | 50% |  | 64459.1948 | 86338.2976 | 88928.4465 | 91596.2999 | 94344.1889 | 97174.5146 | 100089.75 | 103092.4425 | 106185.2158 | 109370.7723 | 112651.8954 | 116031.4523 | 1105803.2757 | 388 George Street_Sydney_NSW
NSW3 | 130 Pitt Street | 8227.2 | 0% |  | 100% | 0 | 0 | 0 | 0 | 0 | 0 | 0 | 0 | 0 | 0 | 0 | 0 | 0 | 130 Pitt Street_Sydney_NSW
ACT2 | 220 London Circuit | 20861 | 100% |  | 0% | 218766.3472 | 91470.3351 | 94214.4452 | 97040.8785 | 99952.1049 | 102950.668 | 106039.1881 | 109220.3637 | 112496.9746 | 115871.8839 | 119348.0404 | 122928.4816 | 1171533.3639 | 575 Bourke Street_Melbourne_VIC
VIC2 | 850 Collins Street | 15723.1 | 0% |  | 100% | 30753.6032 | 32618.238 | 33596.7852 | 34604.6887 | 35642.8294 | 36712.1143 | 37813.4777 | 38947.882 | 40116.3185 | 41319.808 | 42559.4023 | 43836.1843 | 417767.7283 | 850 Collins Street_Docklands_VIC
NSW3 | 6 O'Connell Street | 12837.7 | 0% |  | 100% | 59093.7017 | 85406.6104 | 87968.8087 | 90607.873 | 93326.1092 | 96125.8924 | 99009.6692 | 101979.9593 | 105039.3581 | 108190.5388 | 111436.255 | 114779.3426 | 1093870.4168 | 6_O Connell Street_Sydney_NSW
[6 empty] | 1254680.0927 | 1235007.5152 | 1272057.7406 | 1310219.4728 | 1349526.057 | 1390011.8387 | 1431712.1939 | 1474663.5597 | 1518903.4665 | 1564470.5705 | 1611404.6876 | 1659746.8282 | 15817723.9309
Scope 3 emissions for Climate Active purposes - Offset costs
State | Asset | NLA | ICPF | IGO | IOM | BASE | CURRENT | FY25 | FY26 | FY27 | FY28 | FY29 | FY30 | FY31 | FY32 | FY33 | FY34 | TOTAL
NSW2 | 1 Market Street | 29166 | 100% |  | 100% | 0 | 4227.1629 | 3823.5537 | 3419.9445 | 3016.3353 | 2612.7261 | 2209.1169 | 1805.5076 | 1401.8984 | 998.2892 | 998.2892 | 998.2892 | 25511.113
VIC2 | 120 Collins Street | 62987 | 50% |  | 100% | 0 | 8037.8257 | 7433.7393 | 6829.6528 | 6225.5663 | 5621.4799 | 5017.3934 | 4413.3069 | 3809.2205 | 3205.134 | 3205.134 | 3205.134 | 57003.5868
NSW2 | 126 Phillip Street | 42132 | 50% | 25% | 100% | 0 | 8181.8671 | 7393.5661 | 6605.2651 | 5816.9641 | 5028.663 | 4240.362 | 3452.061 | 2663.7599 | 1875.4589 | 1875.4589 | 1875.4589 | 49008.8851
NSW2 | 117 Clarence Street | 12509 | 100% |  | 100% | 0 | 2007.4576 | 1838.0683 | 1668.6791 | 1499.2899 | 1329.9007 | 1160.5115 | 991.1222 | 821.733 | 652.3438 | 652.3438 | 652.3438 | 13273.7938
NSW2 | 135 King Street | 27263 | 100% |  | 100% | 0 | 3144.3103 | 2878.6157 | 2612.9211 | 2347.2264 | 2081.5318 | 1815.8371 | 1550.1425 | 1284.4479 | 1018.7532 | 1018.7532 | 1018.7532 | 20771.2924
NSW2 | 201 Kent Street | 39057 | 100% |  | 100% | 0 | 5334.0476 | 4919.9845 | 4505.9214 | 4091.8583 | 3677.7953 | 3263.7322 | 2849.6691 | 2435.606 | 2021.5429 | 2021.5429 | 2021.5429 | 37143.2433
QLD2 | 259 Queen Street | 24754 | 100% |  | 100% | 0 | 8501.568 | 7584.1738 | 6666.7795 | 5749.3853 | 4831.9911 | 3914.5969 | 2997.2027 | 2079.8085 | 1162.4142 | 1162.4142 | 1162.4142 | 45812.7485
NSW2 | 347 Kent Street | 26819 | 0% | 100% | 100% | 0 | 2103.3002 | 1957.125 | 1810.9498 | 1664.7746 | 1518.5994 | 1372.4242 | 1226.249 | 1080.0738 | 933.8986 | 933.8986 | 933.8986 | 15535.1916
NSW2 | 40 Mount Street | 28396 | 75% |  | 100% | 0 | 3025.1949 | 2730.5137 | 2435.8325 | 2141.1514 | 1846.4702 | 1551.789 | 1257.1078 | 962.4267 | 667.7455 | 667.7455 | 667.7455 | 17953.7227
NSW2 | 420 George Street | 37558 | 75% |  | 100% | 0 | 4429.481 | 4055.5959 | 3681.7108 | 3307.8258 | 2933.9407 | 2560.0556 | 2186.1705 | 1812.2855 | 1438.4004 | 1438.4004 | 1438.4004 | 29282.267
VIC2 | 567 Collins Street | 55051 | 50% | 50% | 100% | 0 | 5973.9416 | 5569.0049 | 5164.0682 | 4759.1314 | 4354.1947 | 3949.258 | 3544.3212 | 3139.3845 | 2734.4478 | 2734.4478 | 2734.4478 | 44656.6479
NSW2 | 60 Martin Place | 39938 | 50% |  | 100% | 0 | 8871.6564 | 7983.0108 | 7094.3652 | 6205.7196 | 5317.074 | 4428.4284 | 3539.7828 | 2651.1372 | 1762.4916 | 1762.4916 | 1762.4916 | 51378.6491
NSW2 | 151 Clarence Street | 20404 | 0% | 100% | 100% | 0 | 3272.2554 | 3056.6306 | 2841.0059 | 2625.3811 | 2409.7563 | 2194.1315 | 1978.5067 | 1762.882 | 1547.2572 | 1547.2572 | 1547.2572 | 24782.3211
VIC2 | 522 Flinders Lane | 1422 | 100% |  | 100% | 0 | 306.7367 | 284.7117 | 262.6867 | 240.6618 | 218.6368 | 196.6118 | 174.5868 | 152.5619 | 130.5369 | 130.5369 | 130.5369 | 2228.805
NSW3 | 20 Bridge Street | 17363.8 | 0% |  | 100% | 0 | 2955.3473 | 2680.5166 | 2405.6859 | 2130.8552 | 1856.0245 | 1581.1938 | 1306.3631 | 1031.5325 | 756.7018 | 756.7018 | 756.7018 | 18217.6242
QLD2 | 179 Turbot Street | 24784 | 0% |  | 100% | 0 | 5374.2577 | 4877.7922 | 4381.3267 | 3884.8611 | 3388.3956 | 2891.9301 | 2395.4645 | 1898.999 | 1402.5335 | 1402.5335 | 1402.5335 | 33300.6273
NSW2 | 105 Miller Street | 23555.5 | 0% |  | 100% | 0 | 2185.4758 | 1983.4058 | 1781.3357 | 1579.2656 | 1377.1955 | 1175.1255 | 973.0554 | 770.9853 | 568.9152 | 568.9152 | 568.9152 | 13532.5904
WA2 | QV1 | 61127 | 50% |  |  | 0 | 6000.4899 | 5609.3689 | 5218.2479 | 4827.1269 | 4436.0059 | 4044.885 | 3653.764 | 3262.643 | 2871.522 | 2871.522 | 2871.522 | 45667.0975
NSW3 | 388 George Street | 41253 | 0% | 50% |  | 0 | 4776.3369 | 4345.1581 | 3913.9792 | 3482.8004 | 3051.6216 | 2620.4428 | 2189.264 | 1758.0852 | 1326.9064 | 1326.9064 | 1326.9064 | 30118.4075
NSW3 | 130 Pitt Street | 8227.2 | 0% |  | 100% | 0 | 814.6082 | 744.7522 | 674.8962 | 605.0402 | 535.1842 | 465.3281 | 395.4721 | 325.6161 | 255.7601 | 255.7601 | 255.7601 | 5328.1775
ACT2 | 220 London Circuit | 20861 | 100% |  | 0% | 0 | 2405.2591 | 2194.6701 | 1984.0811 | 1773.4921 | 1562.9031 | 1352.3141 | 1141.7251 | 931.1361 | 720.5471 | 720.5471 | 720.5471 | 15507.2223
VIC2 | 850 Collins Street | 15723.1 | 0% |  | 100% | 0 | 5633.775 | 4972.0901 | 4310.4052 | 3648.7202 | 2987.0353 | 2325.3504 | 1663.6655 | 1001.9805 | 340.2956 | 340.2956 | 340.2956 | 27563.9091
NSW3 | 6 O'Connell Street | 12837.7 | 0% |  | 100% | 0 | 4205.4584 | 3880.1165 | 3554.7745 | 3229.4326 | 2904.0906 | 2578.7486 | 2253.4067 | 1928.0647 | 1602.7228 | 1602.7228 | 1602.7228 | 29342.261
[6 empty] | 0 | 101767.8139 | 92796.1645 | 83824.5151 | 74852.8657 | 65881.2163 | 56909.5669 | 47937.9175 | 38966.2681 | 29994.6187 | 29994.6187 | 29994.6187 | 652920.184
Offset Costs (Gas) - no electrification
State | Asset | NLA | ICPF | IGO | IOM | BASE | CURRENT | FY25 | FY26 | FY27 | FY28 | FY29 | FY30 | FY31 | FY32 | FY33 | FY34 | TOTAL
NSW2 | 1 Market Street | 29166 | 100% |  | 100% |  |  | 4992.6108 | 4992.6108 | 4992.6108 | 4992.6108 | 4992.6108 | 4992.6108 | 4992.6108 | 4992.6108 | 4992.6108 | 4992.6108 | 49926.1081
VIC2 | 120 Collins Street | 62987 | 50% |  | 100% |  |  | 26197.3254 | 26197.3254 | 26197.3254 | 26197.3254 | 26197.3254 | 26197.3254 | 26197.3254 | 26197.3254 | 26197.3254 | 26197.3254 | 261973.2536
NSW2 | 126 Phillip Street | 42132 | 50% | 25% | 100% |  |  | 14414.355 | 14414.355 | 14414.355 | 14414.355 | 14414.355 | 14414.355 | 14414.355 | 14414.355 | 14414.355 | 14414.355 | 144143.5498
NSW2 | 117 Clarence Street | 12509 | 100% |  | 100% |  |  | 2927.6965 | 2927.6965 | 2927.6965 | 2927.6965 | 2927.6965 | 2927.6965 | 2927.6965 | 2927.6965 | 2927.6965 | 2927.6965 | 29276.9653
NSW2 | 135 King Street | 27263 | 100% |  | 100% |  |  | 2876.756 | 2876.756 | 2876.756 | 2876.756 | 2876.756 | 2876.756 | 2876.756 | 2876.756 | 2876.756 | 2876.756 | 28767.5603
NSW2 | 201 Kent Street | 39057 | 100% |  | 100% |  |  | 4633.2571 | 4633.2571 | 4633.2571 | 4633.2571 | 4633.2571 | 4633.2571 | 4633.2571 | 4633.2571 | 4633.2571 | 4633.2571 | 46332.5708
QLD2 | 259 Queen Street | 24754 | 100% |  | 100% |  |  | 0 | 0 | 0 | 0 | 0 | 0 | 0 | 0 | 0 | 0 | 0
NSW2 | 347 Kent Street | 26819 | 0% | 100% | 100% |  |  | 3641.825 | 3641.825 | 3641.825 | 3641.825 | 3641.825 | 3641.825 | 3641.825 | 3641.825 | 3641.825 | 3641.825 | 36418.2504
NSW2 | 40 Mount Street | 28396 | 75% |  | 100% |  |  | 6168.141 | 6168.141 | 6168.141 | 6168.141 | 6168.141 | 6168.141 | 6168.141 | 6168.141 | 6168.141 | 6168.141 | 61681.41
NSW2 | 420 George Street | 37558 | 75% |  | 100% |  |  | 2876.756 | 2876.756 | 2876.756 | 2876.756 | 2876.756 | 2876.756 | 2876.756 | 2876.756 | 2876.756 | 2876.756 | 28767.5603
VIC2 | 567 Collins Street | 55051 | 50% | 50% | 100% |  |  | 16277.0185 | 16277.0185 | 16277.0185 | 16277.0185 | 16277.0185 | 16277.0185 | 16277.0185 | 16277.0185 | 16277.0185 | 16277.0185 | 162770.1852
NSW2 | 60 Martin Place | 39938 | 50% |  | 100% |  |  | 14850.0793 | 14850.0793 | 14850.0793 | 14850.0793 | 14850.0793 | 14850.0793 | 14850.0793 | 14850.0793 | 14850.0793 | 14850.0793 | 148500.7927
NSW2 | 151 Clarence Street | 20404 | 0% | 100% | 100% |  |  | 2680.9307 | 2680.9307 | 2680.9307 | 2680.9307 | 2680.9307 | 2680.9307 | 2680.9307 | 2680.9307 | 2680.9307 | 2680.9307 | 26809.307
VIC2 | 522 Flinders Lane | 1422 | 100% |  | 100% |  |  | 0 | 0 | 0 | 0 | 0 | 0 | 0 | 0 | 0 | 0 | 0
NSW3 | 20 Bridge Street | 17363.8 | 0% |  | 100% |  |  | 800.4021 | 800.4021 | 800.4021 | 800.4021 | 800.4021 | 800.4021 | 800.4021 | 800.4021 | 800.4021 | 800.4021 | 8004.0209
QLD2 | 179 Turbot Street | 24784 | 0% |  | 100% |  |  | 0 | 0 | 0 | 0 | 0 | 0 | 0 | 0 | 0 | 0 | 0
NSW2 | 105 Miller Street | 23555.5 | 0% |  | 100% |  |  | 7402.5762 | 7402.5762 | 7402.5762 | 7402.5762 | 7402.5762 | 7402.5762 | 7402.5762 | 7402.5762 | 7402.5762 | 7402.5762 | 74025.7616
WA2 | QV1 | 61127 | 50% |  |  |  |  | 6695.6441 | 6695.6441 | 6695.6441 | 6695.6441 | 6695.6441 | 6695.6441 | 6695.6441 | 6695.6441 | 6695.6441 | 6695.6441 | 66956.4413
NSW3 | 388 George Street | 41253 | 0% | 50% |  |  |  | 11801.4006 | 11801.4006 | 11801.4006 | 11801.4006 | 11801.4006 | 11801.4006 | 11801.4006 | 11801.4006 | 11801.4006 | 11801.4006 | 118014.006
NSW3 | 130 Pitt Street | 8227.2 | 0% |  | 100% |  |  | 0 | 0 | 0 | 0 | 0 | 0 | 0 | 0 | 0 | 0 | 0
ACT2 | 220 London Circuit | 20861 | 100% |  | 0% |  |  | 15257.7269 | 15257.7269 | 15257.7269 | 15257.7269 | 15257.7269 | 15257.7269 | 15257.7269 | 15257.7269 | 15257.7269 | 15257.7269 | 152577.2691
VIC2 | 850 Collins Street | 15723.1 | 0% |  | 100% |  |  | 4877.905 | 4877.905 | 4877.905 | 4877.905 | 4877.905 | 4877.905 | 4877.905 | 4877.905 | 4877.905 | 4877.905 | 48779.0503
NSW3 | 6 O'Connell Street | 12837.7 | 0% |  | 100% |  |  | 8944.4166 | 8944.4166 | 8944.4166 | 8944.4166 | 8944.4166 | 8944.4166 | 8944.4166 | 8944.4166 | 8944.4166 | 8944.4166 | 89444.1663
[8 empty] | 158316.8229 | 158316.8229 | 158316.8229 | 158316.8229 | 158316.8229 | 158316.8229 | 158316.8229 | 158316.8229 | 158316.8229 | 158316.8229 | 1583168.2291
Note on A210: [Threaded comment] Your version of Excel allows you to read this threaded comment; however, any edits to it will get removed if the file is opened in a newer version of Excel. Learn more: https://go.microsoft.com/fwlink/?linkid=870924 Comment: @Shaun Condon all done! Reply: @Rebecca Fitzgerald For 1 Market Street, the Scope 3 emissions are higher than Scope 1 emissions, does that seem right to you?

## Historic Utility Costs
Electricity
| 2019 | 2019 | 2019 | 2020 | 2020 | 2020 | 2020 | 2020 | 2020 | 2020 | 2020 | 2020 | 2020 | 2020 | 2020 | 2021 | 2021 | 2021 | 2021 | 2021 | 2021 | 2021 | 2021 | 2021 | 2021 | 2021 | 2021 | 2022 | 2022 | 2022 | 2022 | 2022 | 2022 | 2022 | 2022 | 2022 | 2022 | 2022 | 2022 | 2023 | 2023 | 2023 | 2023 | 2023 | 2023 | 2023 | 2023 | 2023
| 10 | 11 | 12 | 1 | 2 | 3 | 4 | 5 | 6 | 7 | 8 | 9 | 10 | 11 | 12 | 1 | 2 | 3 | 4 | 5 | 6 | 7 | 8 | 9 | 10 | 11 | 12 | 1 | 2 | 3 | 4 | 5 | 6 | 7 | 8 | 9 | 10 | 11 | 12 | 1 | 2 | 3 | 4 | 5 | 6 | 7 | 8 | 9
Location | time axis 2019-01-01 to 2023-09-01
1 Market Street_Sydney_NSW | 60137.549 | 52937.29 | 54404.78 | 43430.38 | 46627.739 | 42183.82 | 44796.26 | 44995.27 | 42215.96 | 45025.49 | 47522.18 | 48156.72 | 52386.24 | 48976.77 | 48014.65 | 35862.49 | 33533.71 | 34018.63 | 36857.18 | 36003.45 | 34842.83 | 35868.04 | 39720.59 | 41799.37 | 42123.32 | 41907.3 | 46992.52 | 39432.29 | 40556.71 | 39501.74 | 43240.22 | 41657.95 | 38422.31 | 37488.09 | 39691.64 | 42289.64 | 40915.38 | 40352.63 | 41892.23 | 33186.9 | 34714.59 | 35585.8 | 38404.41 | 37823.26 | 34723.56 | 36127.39 | 39009.19 | 38054.73 | 40960.36 | 38730.89 | 43061.18 | 31357.49 | 35579.42 | 33598.54 | 34305.12 | 34721.98 | 32925.57
120 Collins Street_Melbourne_VIC | 95378.214 | 83413.7605 | 89009.1625 | 79930.73 | 85565.43 | 81930.25 | 88538.17 | 87612.51 | 80432.93 | 85663.83 | 80083.87 | 81483.72 | 85708.81 | 83736.79 | 78035.78 | 65436.14 | 75059.43 | 67943.6 | 71007.03 | 64889.39 | 62513.22 | 61701.44 | 63523.45 | 64794.95 | 56798.63 | 55297.7 | 59990.23 | 58125.24 | 61913.79 | 56849.54 | 66940.43 | 67687.18 | 67449.12 | 64285.55 | 65644.03 | 63856.37 | 66809.71 | 59237.12 | 63197.36 | 56637.39 | 66377.24 | 63708.72 | 63811.97 | 63296.68 | 62183.7 | 59924.04 | 61763.02 | 65176.53 | 68460.24 | 64954.01 | 66612.38 | 57002.53 | 67834.21 | 63864.11 | 62547.73 | 62651.84 | 58703.77
126 Phillip Street_Sydney_NSW | 105091.95 | 96226.54 | 97474.48 | 86529.58 | 83751.15 | 71347.41 | 74308.07 | 70306.47 | 70211.11 | 76182.7 | 82059.64 | 81411.83 | 93894.59 | 87420.01 | 80584.88 | 62790.36 | 61415.41 | 64740.88 | 63097.01 | 58090.46 | 61840.64 | 64286.01 | 69734.18 | 73146.06 | 71108.1 | 70507.83 | 76910.26 | 67103.33 | 64328.77 | 59112.01 | 40522.38 | 45655.25 | 45329.08 | 49494.79 | 53288.25 | 59572.78 | 60319.42 | 56504.98 | 62287.73 | 50509.92 | 52323.15 | 48448.14 | 45550.19 | 47650.6 | 43077.78 | 45918.21 | 49780.41 | 48619.64 | 54614.35 | 54174.9 | 60704.42 | 44014.55 | 45682.6 | 44727.05 | 46733.14 | 49220.26 | 47686.35
117 Clarence Street_Sydney_NSW | 23717.666 | 20909.3 | 21825.05 | 17070.44 | 16460.835 | 13886.24 | 14383.9 | 14117.21 | 14318.87 | 15179.6 | 18742.57 | 18402.32 | 20409.94 | 18702.69 | 17060.58 | 11920.97 | 11704.45 | 11747.72 | 12030.52 | 11990.24 | 12157.13 | 12208.44 | 14187.05 | 14676.39 | 15964.67 | 13769.05 | 15358.88 | 12014.09 | 11824.78 | 11853.22 | 12883.47 | 12545.04 | 11942.51 | 12011.97 | 12835.58 | 13916.54 | 13535.6 | 13307.36 | 13356.9 | 11021.21 | 11752.07 | 12187.05 | 12614.45 | 12535.66 | 11522.21 | 12054.05 | 13222.61 | 13088.55 | 14844.16 | 15214.79 | 18192.58 | 11645.22 | 12783.78 | 12693.71 | 12804.76 | 13378.72 | 12967.02
135 King Street_Sydney_NSW | 43238.93 | 37391.76 | 39405.23 | 32974.13 | 31110.575 | 27925.92 | 30060.98 | 29048.57 | 27597.89 | 30399.9 | 34530.52 | 34652.12 | 38430.65 | 35619.13 | 36027.19 | 23323.06 | 23283.05 | 23406.56 | 25025.42 | 23510.46 | 23843.48 | 24997.97 | 27688.23 | 28247.1 | 28974.44 | 28777.14 | 29766.74 | 24155.87 | 25213.92 | 23878.43 | 22496.5 | 20472.18 | 20300.41 | 24858.95 | 25802.77 | 27450.36 | 29037.33 | 26969.63 | 28871.12 | 22752.34 | 23787.84 | 24396.11 | 26470.3 | 26917.72 | 24018.51 | 25303.35 | 27890.65 | 28057.43 | 29424.89 | 29371.36 | 33114.91 | 23200.41 | 24631.51 | 23645.88 | 24312.48 | 25529.64 | 25049.44
201 Kent Street_Sydney_NSW | 70354.565 | 61036.08 | 63418.1 | 52202.34 | 50930.611 | 44958.52 | 47658.55 | 46205.13 | 45358.74 | 51117.41 | 54022.3 | 54721.33 | 59862.13 | 54179.65 | 51667.26 | 37521.37 | 34833.9 | 36124.02 | 38657.05 | 38547.95 | 39981.74 | 42569.61 | 44352.61 | 45633.03 | 42770.73 | 42869.08 | 49632.38 | 42394.09 | 39743.63 | 39848.31 | 40048.94 | 39873.59 | 38131.55 | 40442.66 | 41750.14 | 47349.82 | 44852.16 | 43432.97 | 47472.45 | 35431.38 | 37398.97 | 38727.78 | 39961.96 | 39270.93 | 37853.06 | 38911.94 | 40179.53 | 38873.61 | 45664.38 | 44531.67 | 48738.68 | 35173.42 | 38562.71 | 37285.61 | 37361.11 | 38161.56 | 37021.06
259 Queen Street_Brisbane_QLD | 40488.99 | 37148.08 | 37399.35 | 30255.12 | 30398.506 | 28878.57 | 32356.43 | 33241.2 | 33343.13 | 36226.06 | 37324.68 | 39194.88 | 40146.66 | 38494.16 | 38144.62 | 33126.17 | 28162.34 | 27180.38 | 24981.65 | 26115.84 | 27409.12 | 31216.08 | 35993.97 | 37027.01 | 28798.75 | 28636.13 | 31872.5 | 25976.45 | 25072.98 | 22276.58 | 21278.05 | 20419.12 | 22741.05 | 26016.11 | 28383.11 | 27848.23 | 26767.75 | 27847.56 | 27851.73 | 23339.37 | 23206.7 | 22006.83 | 21221.39 | 24026.03 | 21074.84 | 24534.9 | 26826.41 | 26946.71 | 26961.4 | 25033.2 | 27492.61 | 21628.8 | 18258.51 | 17524.1 | 18007.31 | 19314.08 | 20260.66
347 Kent Street_Sydney_NSW | 52716.391 | 46990.34 | 49252.11 | 37909.64 | 41408.089 | 37669.61 | 30835.78 | 29386.97 | 29599.16 | 36547.56 | 40312.5 | 37316.83 | 43092.99 | 42495.31 | 42041.7 | 30280.91 | 30716.84 | 32675.06 | 38452.89 | 31225.35 | 29100.48 | 29874.65 | 32212.26 | 34475.11 | 33531.26 | 30998.99 | 33932.34 | 28341.58 | 27369.72 | 27814.99 | 30348.44 | 28447.68 | 26150.09 | 26829.7 | 28782.14 | 31661.62 | 31300.24 | 29371.48 | 30822.77 | 24409.81 | 25890.5 | 26248.67 | 27273.98 | 27444.66 | 25922 | 26923.22 | 28868.59 | 30364.6 | 32443.18 | 31856.54 | 35118.97 | 25257.85 | 27234.57 | 26683.6 | 27675.37 | 29200.97 | 28356.81
40 Mount Street_North Sydney_NSW | 73234.52 | 60225.18 | 62511.01 | 49410.65 | 46530.87 | 36862.95 | 37158.07 | 34758.48 | 37917.5 | 49107.3 | 54944.37 | 53386.65 | 64484.33 | 56376.75 | 53550.74 | 35515.41 | 29437.95 | 29090.51 | 27518.67 | 26307.88 | 30348.45 | 30731.76 | 37369.13 | 46231.41 | 47083.54 | 42880.55 | 45976.41 | 36128.52 | 32820.47 | 27775.14 | 20598.51 | 22671.52 | 23078.08 | 25397.09 | 30943.79 | 33351.8 | 34057.43 | 34745.43 | 36809.74 | 28900.49 | 26659.56 | 23101.9 | 14566.6 | 19008.39 | 17460.85 | 19182.55 | 21193.58 | 21778.18 | 25736.56 | 24954.74 | 27299.98 | 19016.16 | 18630.9 | 18139.6 | 19332.49 | 19651.1 | 19624.11
420 George Street_Sydney_NSW | 53867.194 | 45829.1775 | 48604.038 | 38872.0555 | 37833.514 | 34845.079 | 37896.7258 | 37145.061 | 35565.858 | 40346.4139 | 43819.0035 | 43277.3182 | 48734.7882 | 44888.5785 | 43619.8381 | 31733.8345 | 29393.9262 | 31238.9569 | 33426.0637 | 32396.9088 | 33684.3724 | 35658.0909 | 38991.39 | 41739.4166 | 40070.6657 | 39633.4401 | 43501.0471 | 35389.775 | 35057.0474 | 33017.4998 | 30408.8256 | 30505.6413 | 29042.317 | 32269.4847 | 35858.5786 | 36924.2424 | 35139.3751 | 34790.6063 | 36269.0339 | 30282.8606 | 30675.0486 | 31148.1351 | 33529.1952 | 34755.6752 | 30388.3348 | 29345.66 | 33487.1 | 33258.47 | 35340.94 | 34045.74 | 37603.83 | 27193.27 | 29433.37 | 28494.78 | 30090.83 | 30819.88 | 17691.96
567 Collins Street_Melbourne_VIC | 55790.717 | 44750.18 | 47948.35 | 38601.73 | 39255.602 | 35944.86 | 38395.92 | 37994.36 | 36818.01 | 41603.29 | 41857.9 | 43832.85 | 47202.98 | 42615.44 | 40769.14 | 32133.36 | 33039.4 | 33744.78 | 35014.17 | 32984.53 | 30251.63 | 30234.37 | 33711.63 | 35016.5 | 31360.58 | 32354.8 | 33235.91 | 29568.12 | 28952.81 | 28776.79 | 36651.7 | 34202.91 | 31951.79 | 30625.39 | 33004.99 | 36568.41 | 45291.8 | 40425.47 | 41866.42 | 35812.04 | 36691.01 | 36678.29 | 35990.19 | 36318.04 | 35059.65 | 35134.6 | 36562.18 | 41167.35 | 41579.95 | 33091.89 | 36680.79 | 36220.08 | 31000.3 | 30692.07 | 29190.76 | 29811.9 | 29007.21
60 Martin Place_Sydney_NSW | [10 empty] | 65550.56 | 71814.43 | 73165.61 | 72915.48 | 77896.16 | 57791.03 | 37920.79 | 37480.48 | 41623.35 | 41374.46 | 42872.27 | 46058.48 | 50067.07 | 52781.12 | 51316.67 | 51031.01 | 54176.14 | 39399.99 | 31725.65 | 37485.59 | 37695.37 | 38919.89 | 34897.86 | 41573.39 | 49209.17 | 53981.25 | 50899.66 | 50469.61 | 56028.44 | 43929.78 | 41684.63 | 40557.94 | 41239.04 | 43319.52 | 42831.45 | 46713.29 | 48566.4 | 46494.55 | 52722.4 | 50420.7 | 57221.07 | 40968.56 | 40617.79 | 39110.07 | 38638.25 | 42276.45 | 40742.62
151 Clarence Street_Sydney_NSW | 39367.509 | 30485.27 | 29311.68 | 24901.88 | 24849.925 | 20644.87 | 20012.87 | 19262.67 | 18870.1 | 21463.88 | 23222.68 | 22567.51 | 26751.34 | 25216.32 | 24056.58 | 16925.73 | 16357.22 | 15598.14 | 17749.71 | 16993.5 | 16938.54 | 18499.17 | 21261.36 | 22169.94 | 24021.31 | 22458.63 | 25516.34 | 21081.42 | 20567.78 | 18879.23 | 17311.69 | 18871.91 | 19067.39 | 19843.54 | 27620.82 | 23499.77 | 21781.71 | 21553.49 | 22538.71 | 18118.65 | 18425.1 | 17371.38 | 17459.27 | 19355.66 | 17995.28 | 19190.3 | 20441.93 | 20208.87 | 22547.67 | 22704.84 | 25323.9 | 18054.95 | 18744.05 | 17972.07 | 18705.59 | 19968.58 | 19540.47
524 Flinders Lane_Melbourne_VIC | [9 empty] | 520.76 | 1573.44 | 1602.05 | 2137.4 | 2082.47 | 1687.99 | 353.11 | 763.22 | 1168.33 | 1214.84 | 1105.53 | 1035.07 | 1037.12 | 1374.3 | 1847.98 | 1761.25 | 1765.97 | 1292.37 | 970.89 | 1016.6 | 1146.67 | 1256.87 | 1132.75 | 1058.5 | 1199.6 | 1076.6 | 1246.2 | 1864.62 | 1208.21 | 1163.79 | 761.53 | 1038.43 | 1067.71 | 1069.78 | 943.54 | 835.76 | 854.88 | 993.44 | 921.99 | 1273.86 | 1146.13 | 925.28 | 746.73 | 907.18 | 842.91 | 843.03 | 911 | 795.55
20 Bridge Street_Sydney_NSW | 42478.022 | 36983.48 | 39134.09 | 39669.74 | 38761.111 | 34258.82 | 34574.18 | 33040.01 | 30042.22 | 33784.78 | 37260.91 | 36764.3 | 38425.62 | 37116.1 | 35670.45 | 26698.39 | 29516.73 | 31481.53 | 30682.93 | 29992.04 | 29886.61 | 30668.19 | 32698.15 | 36971.19 | 32017.06 | 29382.85 | 34295.53 | 26650.51 | 26247.35 | 27262.96 | 25523.51 | 25451.26 | 22307.34 | 21338.9 | 25392.8 | 25154.5 | 24375.67 | 23168.25 | 23751.07 | 19793.51 | 20814.71 | 20429.45 | 21457.89 | 21524.88 | 20122.64 | 20287.44 | 21763.52
179 Turbot Street_Brisbane_QLD | 29910.991 | 26927.3025 | 27242.95 | 23102.98 | 19638.08 | 16084.23 | 17265.39 | 17062.62 | 19119.9 | 21552.39 | 22431.16 | 24624.97 | 25463.15 | 22956.56 | 22850.29 | 17098.58 | 14853.72 | 13439.54 | 13042.97 | 12803 | 15103.66 | 16677.39 | 18773.84 | 20109.45 | 16010.45 | 16640.12 | 18081.73 | 14061.05 | 13283.84 | 10786.36 | 8957.51 | 8585.17 | 9587.05 | 12252.3 | 11983.52 | 13551.82 | 13725.42 | 14248.95 | 14784.5 | 12108.09 | 12109.34 | 9154.86 | 9586.42 | 9252.7 | 9305.29 | 10078.62 | 11164.74 | 11457.85 | 11870.02 | 11649.61 | 14983.33 | 11309.84 | 9994.26 | 6475.05 | 9252.73 | 9252.7 | $-
105-151 Miller Street_North Sydney_NSW | 40985.607 | 35171.22 | 35077.87 | 28054.24 | 28098.311 | 25835.24 | 27060.39 | 26196.36 | 25110.51 | 28596.15 | 31149.86 | 31247.54 | 36902.98 | 32761.42 | 32613.01 | 25719.43 | 24497.37 | 24067.92 | 25215.32 | 24579.97 | 24931.35 | 26297.22 | 30687.19 | 31462.07 | 32670.21 | 31163.38 | 34863.76 | 27604.25 | 25869.55 | 24036.84 | 23940.31 | 24579.95 | 23660.54 | 22744.55 | 23055.23 | 26105.26 | 24310.1 | 22249.28 | 20156.71 | 13448.37 | 12077.03 | 12538.9 | 14368.45 | 14580.53 | 13939.15 | 14483.85 | 14413.53 | 14638.29 | 14796.67 | 10317.91 | 6769.7 | 5785.91 | 6092.25 | 6435.38 | 6634.97 | 6402.03 | 5979.39
250 St Georges Terrace_Perth_WA | 0 | 0 | 0 | 0 | 0 | 0 | 0 | 0 | 0 | 0 | 0 | 0 | 0 | 0 | 0 | 0 | 0 | 0 | 0 | 0 | 0 | 0 | 0 | 0 | 0 | 0 | 0 | 0 | 0 | 0 | 0 | 0 | 0 | 0 | 0 | 0 | 0 | 0 | 0 | 0 | 0 | 0 | 0 | 0 | 0 | 0 |  | $- | $- | $- | $- | $- | $- | $- | $- | $- | $-
388 George Street_Sydney_NSW | 30359.37 | 29928.02 | 32830.01 | 26353.59 | 19800.8 | 10157.38 | 17165.48 | 16992.85 | 14879.64 | 20116.76 | 22590.95 | 19913.23 | 24924.41 | 24249.69 | 36968.77 | 25770.05 | 31517.31 | 38378.16 | 43619.88 | 36509.58 | 32631.68 | 34412.68 | 33788.32 | 40437.22 | 33104.03 | 28767.15 | 39317.17 | 37539.71 | 35271.33 | 34540.46 | 32192.54 | 30873.3 | 30775.23 | 36477.52 | 39517.86 | 40476.88 | 40860.5 | 38486.99 | 39911.66 | 32412.03 | 34371.02 | 36344.34 | 38622.4 | 42777.9 | 38165.19 | 40566.35 | 42725.64
130 Pitt Street_Sydney_NSW | 17009.915 | 15113.07 | 16455.74 | 12382.24 | 12009.004 | 12193.2 | 13215.93 | 11274.62 | 10378.62 | 12799.94 | 15078.28 | 15728.79 | 16692.17 | 15641.29 | 15004.17 | 9308.43 | 9095.38 | 9609.92 | 11295.63 | 12524.25 | 11272.21 | 10988.26 | 11899.86 | 12617.78 | 10752.26 | 10183.39 | 11559.63 | 9453.4 | 9802.78 | 12128.09 | 11529.84 | 9077.42 | 7838.99 | 7384.52 | 8448.59 | 8697.37 | 8887.29 | 8560.39 | 8602.61 | 6981.89 | 7464.96 | 9634.54 | 10508.16 | 9548.02 | 7933.85 | 8078.5 | 8630.56 | 8559.52 | 9219.87 | 9011.66 | 11094.08 | 7584.15 | 8398.47
220 London Circuit_ACT | 2022-11-01: 25687.9315; 2022-12-01: 24636.8; 2023-01-01: 31480.51; 2023-02-01: 27977.63; 2023-03-01: 29067.16; 2023-04-01: 24518.41; 2023-05-01: 21772.43; 2023-06-01: 20729.32; 2023-07-01: 15301.17; 2023-08-01: 14543.83
850 Collins Street_Docklands_VIC | 31429.632 | 26794.64 | 26393.75 | 22312.23 | 21560.226 | 19653.59 | 20673.55 | 20760.64 | 19797.25 | 22469.87 | 22728.83 | 24458.21 | 25353.13 | 22768.95 | 22243.42 | 24858.04 | 25527.97 | 24796.36 | 25093.18 | 24490.1 | 23931.84 | 23952.98 | 26141.25 | 25606.14 | 23451.93 | 23606.14 | 23946.08 | 15322.14 | 14929.58 | 14526.04 | 18426.86 | 18054.53 | 17600.77 | 17563.46 | 18193.3 | 19759.34 | 18747.73 | 15389.17 | 16147.24 | 13247.61 | 14197.28 | 13923.39 | 13437.13 | 13440.68 | 12757.27 | 12439.81 | 12727.24 | 12550.95 | 14377.94 | 14376.62 | 11146.95 | 9321.77 | 9925.99
6_O Connell Street_Sydney_NSW | 28948.252 | 25878.34 | 27223.87 | 22665.02 | 22697.585 | 20431.68 | 22445.08 | 22049.14 | 20749.63 | 23693.35 | 25708.49 | 24992.27 | 26554.35 | 24146.72 | 24717.93 | 18914.68 | 18997.21 | 19689.64 | 20442.84 | 19794.83 | 20262.2 | 21101.08 | 22854.66 | 24151.38 | 20251.16 | 21227.66 | 23471.14 | 18350.79 | 18564.85 | 17616.96 | 18099.56 | 18076.44 | 17653.86 | 18383.93 | 21624.43 | 18915.36 | 19686.18 | 19262.83 | 20532.94 | 16712.59 | 16408.4 | 14122.02 | 16926.89 | 17675.66 | 16728.94 | 17739.96 | 19435.71 | 18586.14 | 21916.59 | 21278.17 | 23565.33 | 18097.68 | 18866.23 | 18535.68 | 19225.22 | 19837.52 | 19195.65
220 London Circuit_ACT
| FY20 | FY21 | FY22 | FY23 | FY20 | FY21 | FY22 | FY23 |  | FY23 | CY19
1 Market Street_Sydney_NSW | 525504.37 | 475605.34 | 469437.38 | 447430.42 | 236.4968 | 246.1196 | 247.9996 | 245.4143 |  | 447430.42 | 572433.438
120 Collins Street_Melbourne_VIC | 959735.58 | 737404.61 | 771830.22 | 764883.42 | 223.9707 | 210.7536 | 213.2421 | 214.0969 |  | 764883.42 | 1019042.577
126 Phillip Street_Sydney_NSW | 905325.95 | 799264.66 | 624255.87 | 584514.7 | 313.2715 | 292.2161 | 242.48 | 208.7311 |  | 584514.7 | 994900.93
117 Clarence Street_Sydney_NSW | 186690.82 | 158034.46 | 151295.3 | 160411.77 | 227.3098 | 253.7388 | 251.9931 | 234.2985 |  | 160411.77 | 209014.001
135 King Street_Sydney_NSW | 366379.62 | 314079.2 | 297195.54 | 322046.92 | 220.2539 | 237.1605 | 233.8853 | 227.5024 |  | 322046.92 | 398336.525
201 Kent Street_Sydney_NSW | 573271.79 | 507000.21 | 494912.41 | 485007.5 | 247.8751 | 260.306 | 277.2918 | 254.1754 |  | 485007.5 | 641983.676
259 Queen Street_Brisbane_QLD | 416940.71 | 345377.06 | 297705.61 | 281528.9 | 192.9813 | 174.4266 | 171.4949 | 161.367 |  | 281528.9 | 416254.996
347 Kent Street_Sydney_NSW | 425301.61 | 377329.62 | 340263.14 | 345391.76 | 235.394 | 247.311 | 236.4092 | 225.6636 |  | 345391.76 | 469944.98
40 Mount Street_North Sydney_NSW | 535728.06 | 431171.93 | 340315.34 | 246968.09 | 362.2913 | 314.9005 | 264.1091 | 213.0523 |  | 246968.09 | 596047.55
420 George Street_Sydney_NSW | 467660.3028 | 442565.7175 | 393314.1492 | 386876.3652 | 243.4029 | 243.961 | 253.5612 | 227.2202 |  | 386876.3652 | 497901.4384
567 Collins Street_Melbourne_VIC | 470007.43 | 381461.84 | 439770.22 | 429497.09 | 272.7212 | 271.1449 | 305.3418 | 305.8844 |  | 429497.09 | 502793.769
60 Martin Place_Sydney_NSW | 494534.54 | 539911.8 | 539846.99 | 550224.84 | 201.5187 | 209.3392 | 212.0827 | 208.7583 |  | 550224.84 | 137364.99
151 Clarence Street_Sydney_NSW | 250305.04 | 246136.93 | 246004.16 | 239998.79 | 228.833 | 241.0959 | 230.5725 | 228.3777 |  | 239998.79 | 294960.844
524 Flinders Lane_Melbourne_VIC | 11888.77 | 15568.59 | 14074.81 | 11461.48 | 286.583 | 250.8506 | 256.3364 | 262.9671 |  | 11461.48 | 3696.25
20 Bridge Street_Sydney_NSW | 404375.22 | 366755.37 | 277500.97 | 105156.37 | 190.6422 | 183.7596 | 196.6085 |  |  | 105156.37 | 436751.663
179 Turbot Street_Brisbane_QLD | 238718.27 | 185373.86 | 141048.53 | 127127.73 | 178.0026 | 164.9946 | 164.2798 | 144.3138 |  | 127127.73 | 264962.9635
105-151 Miller Street_North Sydney_NSW | 345922.94 | 339381.11 | 248866.23 | 136621.62 | 228.5979 | 239.3844 | 264.5657 | 331.9316 |  | 136621.62 | 362583.298
250 St Georges Terrace_Perth_WA | 0 | 0 | 0 | 0 | 0 | 0 | 0 | 0 |  | 0 | 0
388 George Street_Sydney_NSW | 293467.3 | 429939.21 | 432699.87 | 202857.48 | 218.9587 | 248.9634 | 222.0821 | 83.4751 |  | 202857.48 | 261088.08
130 Pitt Street_Sydney_NSW | 153827.54 | 134477.54 | 103108.41 | 98566.84 | 235.9471 | 215.4239 | 210.3203 |  |  | 98566.84 | 163639.349
220 London Circuit_ACT | 0 | 0 | 0 | 235715.1915 | #DIV/0! | #DIV/0! | 0 | 212.7633 |  | 205870.1915 | 0
850 Collins Street_Docklands_VIC | 276436.22 | 264997.4 | 201250.68 | 136502.35 | 312.7165 | 346.4666 | 270.1164 | 289.8047 |  | 136502.35 | 279032.418
6_O Connell Street_Sydney_NSW | 272658.49 | 248089.55 | 219478.54 | 229352.98 | 245.8079 | 228.0419 | 212.8686 | 233.3454 |  | 229352.98 | 287482.707
| FY20: 8574680.5728; FY21: 7739926.0075; FY22: 7044174.3692 |  |  | 8810216.4429
Location | time axis 2019-01-01 to 2022-12-01
1 Market Street_Sydney_NSW | 761.6762 | 695.4525 | 821.053 | 1922.1924 | 5152.1165 | 7883.1141 | 8986.1269 | 8478.8738 | 5483.1968 | 1693.4325 | 887.7184 | 858.3787 | 758.5788 | 597.32 | 568.8917 | 851.0794 | 4553.1479 | 7210.517 | 10311.7178 | 8768.7952 | 2020.2961 | 623.1353 | 466.1531 | 457.0988 | 348.0924 | 386.5558 | 702.4933 | 767.4673 | 3556.5727 | 9110.7004 | 9145.9196 | 5765.3287 | 5574.791 | 2533.82 | 715.7397 | 719.1806 | 607.2994 | 411.2486 | 617.3117 | 773 | 4501.4255 | 10359.2745 | 14338.9506 | 9264.9687 | 5446.2997 | 1384.8434 | 790.3503 | 687.5273
105-151 Miller Street_North Sydney_NSW | 2736.5713 | 1447.8987 | 1634.3975 | 2550.6945 | 4939.7006 | 12707.5767 | 11690.4497 | 12278.9429 | 8842.0644 | 722.4565 | 1540.6386 | 1413.7367 | 1373.5576 | 1389.5893 | 1009.0646 | 3496.0046 | 11520.1941 | 13481.4571 | 15178.3983 | 12006.6129 | 5107.2477 | 3599.2399 | 2341.3189 | 539.1019 | 1428.2672 | 1379.7883 | 1162.6935 | 3431.5175 | 9002.6288 | 13660.6237 | 14648.745 | 8800.1297 | 5012.8496 | 4171.0427 | 1349.6716 | 1221.1023 | 1145.6805 | 1119.4839 | 1354.478 | 1323.0805 | 1374.7062 | 1366.9323 | 1468.7133 | 2868.4888 | 2448.7059 | 2217.2618 | 2063.2196 | 1516.3959
117 Clarence Street_Sydney_NSW |  |  |  |  | 1297.4404 | 1769.237 | 1828.2115 | 1348.3204 | 1114.84 | 1152.0013 | 806.3154 | 736.1639 | 736.1639 | 779.0209 | 852.8679 | 825.356 | 2749.9201 | 3101.8187 | 3205.2126 | 2095.6441 | 1821.5473 | 1882.2655 | 917.1444 | 803.939 | 803.939 | 879.5125 | 994.1228 | 962.0543 | 2786.9517 | 3113.4489 | 3217.2305 | 2400.392 | 2133.2427 | 2204.3508 | 1633.5609 | 1630.642 | 1630.642 | 1094.805 | 1072.5933 | 1037.9935 | 2445.6398 | 3097.5633 | 3200.8154 | 2722.4062 | 2445.1871 | 2526.6933 | 815.0624
120 Collins Street_Melbourne_VIC | 2847.16 | 2362.36 | 3795.4149 | 6290.4733 | 13684.68 | 24050.7579 | 27608.7221 | 29019.1294 | 15821.3806 | 12612.61 | 8195.5278 | 3544.1622 | 2599.51 | 2409.98 | 4752.92 | 7113.57 | 17890.9256 | 25301.7844 | 36740.5941 | 34189.7795 | 19913.4364 | 10479.6632 | 4724.4141 | 2093.3941 | 2310.9996 | 2179.3035 | 5891.4655 | 9488.6903 | 17150.5131 | 28464.5876 | 33459.3234 | 25949.3536 | 15665.8244 | 14013.2182 | 9476.3626 | 2977.9696 | 1420.3129 | 2218.3855 | 2784.0188 | 5550.8438 | 15489.2563 | 30543.76 | 31886.0909 | 26494.6291 | 16261.15 | 11368.75 | 11108.41 | 2984.19
126 Phillip Street_Sydney_NSW | 4618.0254 | 4770.4693 | 6095.2235 | 5000.5235 | 7629.9282 | 14199.6818 | 13408.5254 | 12835.8066 | 9201.8498 | 7051.2707 | 5621.5675 | 5098.0683 | 5145.91 | 4757.714 | 5062.7863 | 5663.3394 | 10981.2628 | 13741.5462 | 15833.1858 | 12269.0352 | 6975.6131 | 6426.4712 | 5744.671 | 5319.991 | 5117.2665 | 4506.2792 | 5246.5073 | 5807.4748 | 9042.6192 | 14609.1742 | 16902.9557 | 13296.4241 | 9395.5448 | 6164.8621 | 4584.9381 | 4589.7898 | 4801.8748 | 4440.8013 | 5035.7255 | 4784.2714 | 8971.425 | 15440.0625 | 19387.9187 | 19228.496 | 13994.7001 | 9360.2378 | 7316.0973 | 2223.6879
135 King Street_Sydney_NSW | 884.0586 | 764.5931 | 815.5955 | 815.3824 | 2278.163 | 5446.9091 | 5148.8673 | 5221.3433 | 1987 | 1080.4591 | 722.4829 | 739.6402 | 657.3414 | 702.3631 | 906.6175 | 1073.9577 | 3889.1248 | 5275.9721 | 5960.4279 | 4372.35 | 1752.4825 | 791.9025 | 572.5961 | 453.6809 | 431.104 | 481.555 | 664.1832 | 1037.6617 | 3551.6093 | 7234.9914 | 8340.8034 | 6513.769 | 4491.7751 | 2174.3466 | 721.0996 | 519.3745 | 471.7888 | 436.9223 | 508.3141 | 515.45 | 4527.542 | 10255.0999 | 10832.6921 | 7101.2437 | 3306.2143 | 1321.1559 | 720.7407 | 187.6714
151 Clarence Street_Sydney_NSW | 2584.2554 | 2371.26 | 2639.013 | 2553.8835 | 2680.0535 | 2609.8478 | 2025.0201 | 1556.4909 | 1675.6733 | 1731.5291 | 1570.2004 | 1589.37 | 1589.37 | 1505.4993 | 1613.4846 | 1561.4367 | 1847.1833 | 1831.0891 | 1892.1254 | 1756.8672 | 1675.022 | 1730.856 | 1461.3934 | 1476.1451 | 1476.1451 | 1365.1761 | 1515.681 | 1466.788 | 1838.4201 | 1854.075 | 1915.8775 | 1701.6071 | 1596.9506 | 1650.1822 | 1355.092 | 1372.4927 | 1372.4927 | 1275.0416 | 1424.7067 | 1378.7484 | 1639.29 | 1700.6233 | 1757.3108 | 1651.133 | 1555.8355 | 1607.6967 | 518.6118
20 Bridge Street_Sydney_NSW | 577.4031 | 333.8295 | 573.0541 | 674.2219 | 1062.5216 | 1033.2484 | 1114.7745 | 2386.3187 | 1241.4968 | 966.69 | 0 | 673.3158 | 713.9129 | 1836.8213 | 683.3061 | 735.1839 | 1062.9677 | 1102.4323 | 1259.0932 | 4804.2774 | 1178.4194 | 970.4223 | 1193.4677 | 777.3877 | 737.5526 | 526.9697 | 710.7529 | 854.4871 | 665.1119 | 1261.5581 | 1392.6587 | 4652.7864 | 228.7549 | 231.1858 | 223.9742 | 227.1987 | 230.1889 | 289.1724 | 705.86 | 323.1 | 1962.3877 | 1404.8323 | 1376.9423 | 2948.5929 | 255.7548 | 349.2455 | 2568.1645 | 268.17
201 Kent Street_Sydney_NSW | 163.4925 | 1295.8969 | 2036.0612 | 2980.5522 | 4759.1803 | 6717.0589 | 7914.9655 | 6976.1725 | 5044.9036 | 3112.9797 | 1673.9067 | 1212.4255 | 1037.9026 | 1189.1105 | 921.6251 | 1228.4257 | 3388.2916 | 7523.0212 | 9311.1172 | 8099.3575 | 1901.2025 | 760.6935 | 795.2726 | 602.4875 | 503.2239 | 701.6885 | 883.4545 | 1066.3059 | 2663.9934 | 8791.7767 | 4787.044 | 5172.4838 | 5051.0162 | 4894.8369 | 648.8531 | 455.09 | 146.9303 | 435.8697 | 653.5574 | 761.0206 | 2520.1642 | 8246.1286 | 11062.6006 | 7661.5843 | 4038.5452 | 1331.6158 | 1288.6605 | 987.973
250 St Georges Terrace_Perth_WA | 0 | 0 | 0 | 0 | 0 | 0 | 0 | 0 | 0 | 0 | 0 | 0 | 0 | 0 | 0 | 0 | 0 | 0 | 0 | 0 | 0 | 0 | 0 | 0 | 0 | 0 | 0 | 0 | 0 | 0 | 0 | 0 | 0 | 0 | 0 | 0 | 0 | 0 | 0 | 0 | 0 | 0 | 0 | 0 | 0 | 0 | 0
347 Kent Street_Sydney_NSW | 25.916 | 23.4081 | 25.9167 | 25.0806 | 26.5429 | 29.7775 | 30.7701 | 30.5412 | 28.7967 | 29.7566 | 27.6388 | 25.2696 | 23.6393 | 0 | 0 | 1410.1394 | 3122.4514 | 3021.7272 | 3122.4514 | 3122.4514 | 3021.7272 | 3122.4514 | 3021.7272 | 3122.4514 | 3122.4514 | 2982.2187 | 3680.2446 | 3561.527 | 3680.2446 | 3561.527 | 3680.2446 | 3585.0172 | 3204.4241 | 3311.2383 | 1932.5728 | 25.6223 | 25.6223 | 143.8319 | 560.1025 | 542.0347 | 560.1025 | 6531.2056 | 8774.3078 | 6172.0922 | 3519.3281 | 1856.8419 | 455.1997 | 19.5703
388 George Street_Sydney_NSW | 23.2424 | 20.9931 | 23.4366 | 24.435 | 3070.3585 | 6368.3091 | 424.5539 | [15 empty] | 1272.3595 | 3944.3146 | 3944.3146 | 3562.6067 | 3944.3146 | 4925.6294 | 8626.302 | 11520.6336 | 18992.185 | 3573.7093 | 1835.5707 | 2022.4963 | 3912.5438 | 3583.21 | 3495.1531 | 3358.5669 | 3859.9997 | 3078.4457 | 5780.9177 | 10966.3966 | 12861.4853 | 9213.1484 | 6721.9659 | 5467.1307
40 Mount Street_North Sydney_NSW | 2053.2249 | 1942.729 | 2150.8786 | 4813.3232 | 5679.4895 | 5496.2802 | 7631.4548 | 8427.7753 | 4804.4864 | 2044.5118 | 1523.8438 | 1412.8868 | 1272.6539 | 1157.3234 | 1343.3014 | 1327.428 | 2326.7847 | 6658.96 | 9111.5316 | 6530.8149 | 2666.6505 | 1948.4583 | 1710.3114 | 1607.5851 | 1383.2603 | 1168.0525 | 1200.0483 | 1277.5333 | 6175.1932 | 12833.5779 | 11440.9722 | 7997.027 | 4298.4214 | 1578.1164 | 1308.9554 | 1491.0677 | 1533.3083 | 1310.8788 | 1394.9534 | 1610.7771 | 5481.8377 | 12094.1853 | 15639.7921 | 13229.5243 | 8004.7986 | 3705.9746 | 1488.4569 | 1205.9704
420 George Street_Sydney_NSW | 677.4283 | 933.2906 | 2338.0965 | 2262.6741 | 3954.4262 | 9221.4593 | 9528.8414 | 7317.8331 | 930.1781 | 961.1839 | 960.2967 | 1077.894 | 1077.894 | 1089.1042 | 1356.0388 | 1312.2956 | 3000.082 | 6655.8436 | 8998.3582 | 8032.6528 | 1983.5371 | 3012.4138 | 1212.6647 | 981.4175 | 1024.7448 | 947.576 | 1120.5907 | 1567.6856 | 3129.9551 | 7895.5895 | 9169.9327 | 2899.3855 | 5251.58 | 1922.7079 | 1131.6192 | 675.2723 | 645.4542 | 650.7347 | 999.5181 | 1085.1876 | 3641.5472 | 9910.9746 | 12535.9101 | 9400.8426 | 4451.4437 | 2159.6826 | 1443.1371 | 130.6154
524 Flinders Lane_Melbourne_VIC | [12 empty] | 35.0818 | 1074.0709 | 1180.0439 | 955.0801 | 904.147 | 1861.6915 | 2514.0432 | 2186.0291 | 1964.3534 | 1134.2859 | 844.921 | 483.34 | 347.7764 | 509.8945 | 684.9425 | 1136.1387 | 1601.944 | 2134.344 | 2507.2612 | 2420.8393 | 1725.2121 | 1188.0337 | 981.8552 | 635.0211 | 360.8925 | 346.0025 | 395.3974 | 1116.7399 | 1659.676 | 2097.0483 | 2610.8147 | 2218.2181 | 1937.7 | 1299.6725 | 883.7737 | 206.2139
567 Collins Street_Melbourne_VIC | 5144.711 | 8611.81 | 6717.469 | 11269.97 | 16064.49 | 19750.85 | 23633.61 | 26492.93 | 15196.46 | 311.57 | 7389.32 | 6182.5 | 5300.41 | 5083.94 | 5736.06 | 9539.06 | 19393.8 | 22604.37 | 28688.61 | 25043.08 | 14389.38 | 9485.57 | 2386.04 | 6463.34 | 4818.53 | 4759.24 | 6167.2 | 8887.15 | 14316.54 | 23038.12 | 27398.08 | 22527.12 | 14331.71 | 8135.36 | 5415.96 | 2657.17 | 4738.1 | 2982.78 | 5242.21 | 6211.26 | 15987.74 | 47188.01 | 48322.59 | 39359.5 | 27717.42 | 18709.98 | 14388.82 | 0
575 Bourke Street_Melbourne_VIC | 2021-10-01: 14543.8341; 2021-11-01: 20427.0391; 2021-12-01: 20427.0391; 2022-01-01: 25687.9315; 2022-02-01: 24636.7956; 2022-03-01: 31480.5095; 2022-04-01: 27977.6333; 2022-05-01: 29067.1575; 2022-06-01: 24518.4075; 2022-07-01: 21772.4334; 2022-08-01: 20729.3222; 2022-09-01: 15301.1737; 2022-10-01: 14543.8341; 2022-11-01: 20427.0391; 2022-12-01: 20427.0391
6_O Connell Street_Sydney_NSW | 1025.5563 | 922.5807 | 1150.9603 | 1606.7519 | 5201.7374 | 11140.6035 | 10142.5657 | 11188.9561 | 5905.8962 | 2574.9392 | 1458.6608 | 1265.651 | 1200.368 | 1127.8836 | 1424.4949 | 3092.5868 | 8783.0967 | 12630.8455 | 14477.4108 | 11840.0555 | 5861.3033 | 3889.353 | 2187.2975 | 1299.8186 | 1296.0918 | 1150.8271 | 2027.7851 | 3412.3122 | 2752.4666 | 6180.1628 | 14032.9191 | 12955.7485 | 9484.2683 | 5536.1713 | 3872.6229 | 2528.8422 | 1105.2375 | 933.6185 | 1167.059 | 1142.4619 | 1348.5247 | 4986.2278 | 10550.9449 | 9641.5667 | 5841.3751 | 2797.6941 | 1354.8827 | 374.5552
60 Martin Place_Sydney_NSW | [16 empty] | 4529.0059 | 12377.3644 | 12751.9668 | 11308.7544 | 10943.6836 | 2696.6932 | 14747.5486 | 9429.0788 | 8042.4517 | 10477.1226 | 13554.571 | 20297.0659 | 25982.1531 | 16011.0959 | 12140.0608 | 11722.6699 | 10057.5593 | 8565.5861 | 10805.4152 | 8881.5381 | 5443.1477 | 1610.3877 | 1245.2413 | 18477.7018 | 18720.5317 | 12388.807 | 13581.07 | 12630.4289 | 10416.8186 | 10335.1297 | 6124.2132 | 368.7371
850 Collins Street_Docklands_VIC | 634.6394 | 544.4715 | 1013.4859 | 1039.6714 | 3186.2818 | 3574.0169 | 4106.7576 | 4168.0327 | 2301.3909 | 2155.2332 | 752.3815 | 777.4609 | 541.5947 | 491.4359 | 1297.0026 | 1335.1762 | 4271.668 | 4672.0831 | 6056.4516 | 6188.0908 | 2112.5158 | 1949.9516 | 555.7746 | 574.3004 | 451.9248 | 391.8149 | 1035.9143 | 1088.823 | 4308.0582 | 4625.4242 | 5012.8668 | 5057.7248 | 2406.7826 | 2398.3633 | 2385.5287 | 1524.6023 | 559.8786 | 393.885 | 736.3095 | 743.6866 | 4162.3198 | 5371.6552 | 5751.9474 | 5800.2443 | 2606.5164 | 2471.4829 | 1253.5922 | 1295.3786
FY23
| FY20 | FY21 | FY22 | [6 empty] | 0 | 0 | [32 empty] | 25687.9315 | 24636.7956 | 31480.5095 | 27977.6333 | 29067.1575
1 Market Street_Sydney_NSW | 2019-01-01: 40927.2619; 2019-02-01: 37519.0782; 2019-03-01: 41724.3393; 2019-10-01: 0; 2019-11-01: 0
120 Collins Street_Melbourne_VIC | 2019-01-01: 156870.2221; 2019-02-01: 173626.841; 2019-03-01: 159548.6291; 2019-10-01: 0; 2019-11-01: 0
126 Phillip Street_Sydney_NSW | 2019-01-01: 98569.647; 2019-02-01: 96898.2885; 2019-03-01: 98408.6751; 2019-10-01: 0; 2019-11-01: 0
117 Clarence Street_Sydney_NSW | 2019-01-01: 16031; 2019-02-01: 20265.7821; 2019-03-01: 23598.6558
135 King Street_Sydney_NSW | 2019-01-01: 27405.1694; 2019-02-01: 27304.5445; 2019-03-01: 39476.2853; 2019-10-01: 31912.94; 2019-11-01: 42861.6556
201 Kent Street_Sydney_NSW | 2019-01-01: 41223.7302; 2019-02-01: 36080.5737; 2019-03-01: 33772.9948; 2019-10-01: 12582.7853; 2019-11-01: 59768.5568
259 Queen Street_Brisbane_QLD | 2019-10-01: 11710.1644; 2019-11-01: 10052.5299
347 Kent Street_Sydney_NSW | 2019-01-01: 7750.7303; 2019-02-01: 39121.4733; 2019-03-01: 24102.0188; 2019-10-01: 100103.22; 2019-11-01: 146985.2182
40 Mount Street_North Sydney_NSW | 2019-01-01: 39931.4103; 2019-02-01: 47613.0173; 2019-03-01: 51540.5007; 2019-10-01: 71511.1378; 2019-11-01: 90912.9146
420 George Street_Sydney_NSW | 2019-01-01: 35267.4854; 2019-02-01: 39907.1858; 2019-03-01: 37983.914; 2019-10-01: 23469.7181; 2019-11-01: 25020.4359
567 Collins Street_Melbourne_VIC | 2019-01-01: 146864.03; 2019-02-01: 148442.8; 2019-03-01: 162815.5; 2019-10-01: 7090.5878; 2019-11-01: 23002.3416
60 Martin Place_Sydney_NSW | 2019-01-01: 16906.3703; 2019-02-01: 156242.1856; 2019-03-01: 120058.6466; 2019-10-01: 7766.87; 2019-11-01: 10059.4713
151 Clarence Street_Sydney_NSW | 2019-01-01: 20096.3468; 2019-02-01: 19508.6944; 2019-03-01: 18383.1048; 2019-10-01: 26370.9794; 2019-11-01: 43724.103
524 Flinders Lane_Melbourne_VIC | 2019-01-01: 6010.1152; 2019-02-01: 15542.0127; 2019-03-01: 15433.9792; 2019-10-01: 0; 2019-11-01: 0
20 Bridge Street_Sydney_NSW | 2019-01-01: 12517.22; 2019-02-01: 14939.5; 2019-03-01: 11872.1; 2019-10-01: 20797.34; 2019-11-01: 303.4988
179 Turbot Street_Brisbane_QLD | 2019-10-01: 34263.7303; 2019-11-01: 9932.0862
105-151 Miller Street_North Sydney_NSW | 2019-01-01: 68758.1561; 2019-02-01: 68837.4386; 2019-03-01: 42887.9023; 2019-10-01: 43274.5169; 2019-11-01: 45927.6594
250 St Georges Terrace_Perth_WA | 2019-01-01: 0; 2019-02-01: 0; 2019-03-01: 0; 2019-10-01: 30121.6315; 2019-11-01: 39486.1739
388 George Street_Sydney_NSW | 2019-01-01: 424.5539; 2019-02-01: 41740.475; 2019-03-01: 64459.1948; 2019-10-01: 9156.3929; 2019-11-01: 0
130 Pitt Street_Sydney_NSW | 2019-10-01: 148498.31; 2019-11-01: 141620.979
575 Bourke Street_Melbourne_VIC | 2019-01-01: 0; 2019-02-01: 0; 2019-03-01: 218766.3472; 2019-10-01: 113200.8416; 2019-11-01: 0
850 Collins Street_Docklands_VIC | 2019-01-01: 26870.2173; 2019-02-01: 29339.0442; 2019-03-01: 30753.6032; 2019-10-01: 30561.0187; 2019-11-01: 52559.3028
6_O Connell Street_Sydney_NSW | 2019-01-01: 60795.9445; 2019-02-01: 56374.8843; 2019-03-01: 59093.7017

## Historic Consumption
| 2019 | 2019 | 2019 | 2020 | 2020 | 2020 | 2020 | 2020 | 2020 | 2020 | 2020 | 2020 | 2020 | 2020 | 2020 | 2021 | 2021 | 2021 | 2021 | 2021 | 2021 | 2021 | 2021 | 2021 | 2021 | 2021 | 2021 | 2022 | 2022 | 2022 | 2022 | 2022 | 2022 | 2022 | 2022 | 2022 | 2022 | 2022 | 2022 | 2023 | 2023 | 2023 | 2023 | 2023 | 2023 | 2023 | 2023 | 2023 | 2024
| 10 | 11 | 12 | 1 | 2 | 3 | 4 | 5 | 6 | 7 | 8 | 9 | 10 | 11 | 12 | 1 | 2 | 3 | 4 | 5 | 6 | 7 | 8 | 9 | 10 | 11 | 12 | 1 | 2 | 3 | 4 | 5 | 6 | 7 | 8 | 9 | 10 | 11 | 12 | 1 | 2 | 3 | 4 | 5 | 6 | 7 | 8 | 9 | 10 | 11 | 12
Location | 2019-01-01 | 2019-02-01 | 2019-03-01 | 2019-04-01 | 2019-05-01 | 2019-06-01 | 2019-07-01 | 2019-08-01 | 2019-09-01 | 2019-10-01 | 2019-11-01 | 2019-12-01 | 2020-01-01 | 2020-02-01 | 2020-03-01 | 2020-04-01 | 2020-05-01 | 2020-06-01 | 2020-07-01 | 2020-08-01 | 2020-09-01 | 2020-10-01 | 2020-11-01 | 2020-12-01 | 2021-01-01 | 2021-02-01 | 2021-03-01 | 2021-04-01 | 2021-05-01 | 2021-06-01 | 2021-07-01 | 2021-08-01 | 2021-09-01 | 2021-10-01 | 2021-11-01 | 2021-12-01 | 2022-01-01 | 2022-02-01 | 2022-03-01 | 2022-04-01 | 2022-05-01 | 2022-06-01 | 2022-07-01 | 2022-08-01 | 2022-09-01 | 2022-10-01 | 2022-11-01 | 2022-12-01 | 2023-01-01 | 2023-02-01 | 2023-03-01 | 2023-04-01 | 2023-05-01 | 2023-06-01 | 2023-07-01 | 2023-08-01 | 2023-09-01 | 2023-08-01 | 2023-09-01
1 Market Street_Sydney_NSW | 261479.2 | 228229.6 | 228656 | 179652 | 194264 | 165306 | 184438.4 | 185833.2 | 180121.6 | 194532.4 | 201257.2 | 203008 | 241868 | 225379.6 | 200930 | 147014 | 128105.2 | 129548.4 | 142656.8 | 138805.6 | 138174.4 | 144052.8 | 161619.6 | 171633.6 | 172327.3 | 178963.72 | 187703.36 | 165708.68 | 171816 | 158953.8 | 168747.04 | 159053 | 149447.56 | 141832.08 | 148492.92 | 160997.76 | 177995.76 | 176848.08 | 182891.44 | 140413.32 | 145247.56 | 140929.32 | 139340.68 | 137858.4 | 128973.16 | 138366.04 | 154273.36 | 147514.51 | 170816.84 | 181721.36 | 199356.28 | 130024.52 | 157552 | 137366.68 | 135077.28 | 135824.88 | 136011.12 | 135824.88 | 136011.12
120 Collins Street_Melbourne_VIC | 447489.401 | 378689.893 | 403583.335 | 351446.755 | 380287.382 | 364174.76 | 396490.811 | 393605.948 | 351772.08 | 379851.384 | 351249.428 | 360405.17 | 403077.264 | 395144.744 | 344533.392 | 278430.495 | 337097.02 | 293435.791 | 313172.309 | 279659.892 | 263188.406 | 261671.26 | 272727.594 | 278541.546 | 298142.628 | 298949.113 | 304817.698 | 303925.741 | 329036.371 | 295062.73 | 310182.341 | 315411.069 | 308999.17 | 294637.727 | 297487.306 | 287523.748 | 341838.37 | 272235.086 | 306254.519 | 256454.81 | 323905.225 | 304572.845 | 313565.901 | 307690.941 | 296443.212 | 286197.429 | 296363.69 | 277201.47 | 298930.22 | 283140.04 | 297281.91 | 264977.44 | 339427.21 | 311383.8 | 323210.26 | 322245.39 | 296400.29 | 322245.39 | 296400.29
126 Phillip Street_Sydney_NSW | 340810.89 | 304511.37 | 308613.14 | 256328.39 | 246074.44 | 210461.78 | 231076.21 | 216744.79 | 217609.64 | 252459.62 | 265123.5 | 268639.3 | 312191.94 | 288770.67 | 253689.8 | 196958.89 | 187049.71 | 199594.46 | 207274.63 | 191042.3 | 200987.49 | 216207.23 | 239263.33 | 253614.9 | 251991.97 | 254489.41 | 268238.91 | 232205.74 | 219510.87 | 200356.87 | 181709.22 | 170921.66 | 169501.92 | 192880.23 | 215146.26 | 252976.49 | 269633.69 | 242411.39 | 265096.74 | 209403.59 | 209664.46 | 195117.92 | 197773.1662 | 209412.9602 | 194736.9211 | 216470.5142 | 237550.6562 | 231398.22 | 273824.72 | 287006.63 | 313438.74 | 217524.66 | 218135.95 | 203050.68 | 207855 | 222107.37 | 234508.23 | 222107.37 | 234508.23
117 Clarence Street_Sydney_NSW | 110654.16 | 98085.12 | 102859.68 | 78732.48 | 72680.88 | 54683.28 | 59419.68 | 58075.68 | 64403.28 | 69173.28 | 87770.88 | 85045.2 | 99619.2 | 90048.48 | 72483.12 | 47221.68 | 44464.56 | 43580.64 | 43217.52 | 43347.84 | 47866.32 | 48282 | 59098.56 | 60894.96 | 64288.8 | 55649.76 | 60553.92 | 47916 | 46002.72 | 45705.012 | 47494.272 | 45191.856 | 44067.816 | 46470.336 | 49398.936 | 55729.68 | 59461.008 | 57625.392 | 55773.672 | 44733.168 | 48114.072 | 46334.496 | 47098.416 | 46484.376 | 44385.168 | 48390.936 | 54542.376 | 54316.54 | 65270.66 | 73787.02 | 89299.46 | 50828.66 | 56835.65 | 53407.73 | 50834.69 | 54179.14 | 58072.06 | 54179.14 | 58072.06
135 King Street_Sydney_NSW | 209497.6 | 173607.6 | 182588.8 | 156612 | 134372.4 | 111936.4 | 129532.4 | 124178.8 | 125262.4 | 145986.4 | 158573.2 | 165274.4 | 194190 | 177025.6 | 163914.4 | 95097.6 | 93932.8 | 90474.4 | 96312 | 87659.6 | 96758.4 | 105052 | 119496.8 | 122109.2 | 121118.427 | 126034.24 | 129692.12 | 107535 | 112049.92 | 100514.24 | 86644.8 | 74737 | 78297.214 | 105702.48 | 106672.21 | 116564.56 | 140014.76 | 124901.28 | 132773.92 | 100308.8 | 104941.6 | 99130.88 | 102101.72 | 106616.08 | 96139.2 | 105470.08 | 119690.2 | 120856.52 | 139607.76 | 150733.12 | 165548.72 | 103062.76 | 109440.36 | 96309.16 | 96774.64 | 104084.2 | 111861.72 | 104084.2 | 111861.72
201 Kent Street_Sydney_NSW | 303028.54 | 256932.35 | 261154.78 | 214415.84 | 197816.67 | 161107.02 | 181620.53 | 173437.26 | 179367.81 | 212075.74 | 221407.94 | 226930.12 | 278033.26 | 244840.31 | 207956.98 | 141522.9 | 119786.72 | 125764.53 | 134982.46 | 136352.918 | 154908.64 | 172112.54 | 176898.04 | 182080.77 | 173997.16 | 180828.59 | 203611.684 | 158775.864 | 136271.096 | 136888.41 | 121863.706 | 120211.238 | 117812.534 | 131522.074 | 134460.408 | 166303.118 | 175711.272 | 172290.254 | 187373.16 | 148101.751 | 157242.25 | 151915.627 | 142020.489 | 139362.375 | 142389.636 | 148795.808 | 154616.288 | 148940.69 | 193955.62 | 204889.11 | 213809.49 | 132521.35 | 149793.77 | 137066.02 | 133403.81 | 138080.38 | 142752.35 | 138080.38 | 142752.35
259 Queen Street_Brisbane_QLD | 214403.54 | 184400.04 | 190667.54 | 146386.26 | 153976.3 | 137634.24 | 160883.62 | 171430.54 | 167293.92 | 182888.58 | 193906.12 | 208157.18 | 225139.52 | 209416.9 | 191542.5 | 174760.28 | 139922.26 | 135182.96 | 133257.46 | 133564.46 | 141469.96 | 167557.36 | 193741.16 | 206832.06 | 192112.234 | 185428.176 | 193121.142 | 164803.108 | 144667.822 | 123516.488 | 122819.308 | 118533.42 | 123482.32 | 143319.078 | 170550.554 | 170532.128 | 164371.72 | 154614.374 | 167240.138 | 134723.24 | 138409.268 | 127348.486 | 118458.948 | 121959.376 | 126688.122 | 142385.7 | 167881.802 | 170148.04 | 181241.74 | 167243.74 | 186740 | 126472.76 | 122970.32 | 112459.02 | 110190.31 | 117704.75 | 121390.49 | 117704.75 | 121390.49
347 Kent Street_Sydney_NSW | 227977.2 | 199777.48 | 226742.64 | 168222.64 | 188265.4 | 165378 | 120379.84 | 113720.41 | 121487 | 169637.48 | 178518.12 | 161157.04 | 195049.24 | 198696.08 | 182354.6 | 119094.4 | 118816.24 | 127854.4 | 157786.6 | 115545.781 | 109101.2 | 113314 | 124507.2 | 135702 | 145595.92 | 135838.72 | 139074.84 | 121855.68 | 113793.56 | 113613.52 | 118962.68 | 107572.92 | 99678.68 | 103467.28 | 110275.24 | 126144.36 | 145294.68 | 135492.12 | 147498.48 | 112221.88 | 119645.68 | 113043.64 | 105899.16 | 109130.48 | 107495.4 | 114443.36 | 125660.2 | 136465.28 | 156808.36 | 160883.2 | 171506.84 | 110088.68 | 120155.44 | 112024.16 | 114362.48 | 124205.36 | 128828.92 | 124205.36 | 128828.92
40 Mount Street_North Sydney_NSW | 206093.42 | 159513.05 | 162498.81 | 133879.12 | 120757.17 | 102402.31 | 105082.12 | 98650.81 | 106434.8 | 128363.88 | 145501.4 | 147501.25 | 178165.62 | 159799.8 | 145656.8 | 97479.27 | 82676.09 | 83410.01 | 84422.8 | 81127.48 | 90169.32 | 93537.02 | 104355.26 | 150415.12 | 154103.23 | 140704.8 | 151522.95 | 118768.42 | 108587.21 | 91518.81 | 89478.29 | 84348.31 | 86898.15 | 91244.99 | 119776.3 | 126728.35 | 137947.61 | 125683.31 | 134493.73 | 110093.27 | 97567.67 | 84280.94 | 48536.663 | 86140.438 | 81452.858 | 95375.446 | 103931.52 | 109508.97 | 128555.34 | 128576.77 | 136739.74 | 88221.45 | 79919.44 | 72231.41 | 75863.36 | 76692.04 | 85582.06 | 76692.04 | 85582.06
420 George Street_Sydney_NSW | 237354.1628 | 195173.8867 | 203815.0988 | 159489.8256 | 148866.209 | 126290.5645 | 144254.9315 | 141608.9358 | 145718.3824 | 178033.3001 | 182303.4637 | 183846.5491 | 228358.1367 | 215924.5738 | 177623.4955 | 114183.3104 | 99570.7796 | 109916.3551 | 118506.4932 | 116851.9909 | 137121.1534 | 148631.3078 | 161674.5121 | 178623.2842 | 173572.6656 | 178758.7679 | 179308.6144 | 150372.2381 | 145226.0971 | 125436.7078 | 95191.7775 | 90741.7171 | 92279.0772 | 119545.2509 | 140949.4021 | 148491.4834 | 158483.0799 | 156107.2782 | 162427.3053 | 134839.9998 | 132862.5995 | 119241.9267 | 120077.5872 | 129689.4172 | 120632.0418 | 124564.39 | 142994.54 | 147626.77 | 170605.33 | 174745.31 | 189574.23 | 130040.34 | 132322.54 | 119777.15 | 120437.27 | 125075.64 | 93549.15 | 125075.64 | 93549.15
567 Collins Street_Melbourne_VIC | 238578.4 | 177729.84 | 195520.04 | 143885.9 | 146324.68 | 128988.22 | 142222.6 | 140738.68 | 133676.94 | 159036.08 | 153354.38 | 164823.74 | 193860.88 | 168633.2 | 147550.52 | 101464.86 | 107170.16 | 110866.94 | 118805.2 | 107578.8 | 90608.4 | 91350.82 | 118134.24 | 118669.7 | 132777.28 | 140947.34 | 136136.6 | 119909.84 | 117107.04 | 114830.82 | 126533.42 | 110998.26 | 95894.68 | 89321.22 | 104662.44 | 125707.44 | 174995.6 | 135552.02 | 147826.58 | 106519.14 | 111164.12 | 111080.48 | 113202.48 | 115227.74 | 106260.8 | 108655.84 | 117508.46 | 122957.84 | 144853.38 | 94635.64 | 133673.14 | 109433.64 | 119765.54 | 117941.4 | 118508.99 | 120710.76 | 115787.42 | 120710.76 | 115787.42
60 Martin Place_Sydney_NSW | [10 empty] | 322410.8 | 358925.2 | 378702.8 | 380626.4 | 379751.2 | 283129.6 | 179802 | 170689.6 | 191694 | 193446.4 | 213099.2 | 236048.4 | 248429.2 | 268786.4 | 253874.8 | 254244 | 247933.6 | 183914.4 | 123718 | 163936 | 155184 | 163502.8 | 148144.8 | 189978.4 | 224922.4 | 253169.2 | 262209.6 | 257223.6 | 287187.6 | 226200.98 | 203636.64 | 174094.8 | 166232.64 | 181418.16 | 192752.76 | 221511.6 | 225148.28 | 214201.36 | 271970.76 | 275696.56 | 302966.8 | 209615.08 | 197123.52 | 177065 | 165950.68 | 189981.16 | 195039.52 | 189981.16 | 195039.52
151 Clarence Street_Sydney_NSW | 214072.2 | 153441 | 139592.7 | 122548.2 | 117561.9 | 87716.7 | 84515.1 | 79593.9 | 82289.1 | 98162.4 | 104887.5 | 101076 | 130226.7 | 122521.2 | 104861.4 | 67368 | 62606.1 | 55725.3 | 67114.8 | 62598.6 | 66604.2 | 76410 | 90703.5 | 95496.9 | 105965.94 | 98714.13 | 104999.46 | 91669.89 | 86028.21 | 74603.16 | 60676.53 | 68879.67 | 74531.07 | 79362.45 | 129651.54 | 95435.04 | 106355.7 | 104041.35 | 107551.68 | 86003.61 | 84716.58 | 69722.46 | 63935.64 | 77029.26 | 74712.06 | 84246.39 | 88715.88 | 87529.53 | 106244.97 | 112886.97 | 123523.98 | 79729.68 | 80913.15 | 71418.06 | 72735.81 | 81072.42 | 86289.03 | 81072.42 | 86289.03
524 Flinders Lane_Melbourne_VIC | [9 empty] | 1968.74 | 5942.343 | 5520.179 | 7241.856 | 7096 | 5564.08 | 805 | 2466.76 | 4879.6 | 5241.2 | 4646.2 | 4286.88 | 4317.44 | 5614.8 | 5206.44 | 6437.6 | 6327.32 | 4851.28 | 4421.2 | 4907 | 5805.84 | 5691.64 | 5022.12 | 4641.04 | 5217.96 | 3607.84 | 4140.44 | 7590.12 | 4332.64 | 4224.28 | 2563.086 | 3866.136 | 4010.268 | 4117.104 | 3533.88 | 3067.388 | 3133.2 | 3718.684 | 3415.5 | 4961.42 | 4554.43 | 3526.76 | 2826.09 | 3494.45 | 3236.31 | 3158.14 | 3488.57 | 2968.97 | 3488.57 | 2968.97
20 Bridge Street_Sydney_NSW | 217247.2 | 184763.2 | 194300.6 | 226584 | 208487.2 | 170921.2 | 174124 | 168000 | 154254.4 | 184024.8 | 191066.4 | 192612.8 | 214270.8 | 205486 | 179684.8 | 139046.8 | 155758.8 | 162792 | 153188 | 148430.8 | 157563.2 | 164678.8 | 168564.4 | 201133.6 | 194984.48 | 173113.84 | 185738.2 | 153285.96 | 147836.16 | 147326 | 124427 | 124992.84 | 108585.44 | 100575.4 | 124893.64 | 124191.72 | 129192.28 | 123744.92 | 129453.56 | 107488.16 | 111730.4 | 102163.72 | 99911.56 | 102174.36 | 101848.4 | 104370.04 | 112661.4 | 107607.2 | 122073.68 | 119650 | 133118.24 | 97700.56 | 97259.12 |  | -
179 Turbot Street_Brisbane_QLD | 180778 | 160019 | 169894 | 142865 | 119740 | 96519 | 102867 | 98387 | 106346 | 125208 | 123681 | 135514 | 144866 | 131275 | 122452 | 96543 | 80675 | 73280 | 73755 | 70917 | 85231 | 94966 | 106630 | 113572 | 108409 | 109895 | 113791 | 93019 | 85368 | 67962 | 58506 | 55265 | 58901 | 69988 | 75577 | 80593 | 79781 | 76672 | 88316 | 78450 | 78357 | 58181 | 61401 | 59967 | 60064 | 64899 | 74666 | 76046 | 77796 | 85296 | 106027 | 78359 | 71592 | 64799 | 63461 | 65179 |  | 65179
105-151 Miller Street_North Sydney_NSW | 190164 | 158482.6 | 158580 | 126027.4 | 121859.4 | 109641.8 | 117622 | 112666.4 | 113067.8 | 133050.8 | 142785.6 | 143253.6 | 170961.4 | 150510.8 | 135677.4 | 106567.4 | 96542.6 | 90531.6 | 93865.4 | 91360.2 | 99586 | 108912.6 | 133114.6 | 137958.6 | 145909.34 | 142758.78 | 148098.3 | 119478.3 | 105566.36 | 91115.82 | 82936.38 | 86074.22 | 85954.02 | 79683.14 | 89162.2 | 107356.7 | 115528.18 | 103880.2 | 86550.9 | 43006.12 | 29443.24 | 31084.1 | 33054.26 | 34750.46 | 34082.56 | 36606.94 | 37816.46 | 38252.02 | 41082.32 | 28765.2 | 33831.56 | 29432.38 | 31051.62 | 32869.98 | 33324.44 | 30535.54 | 29915.06 | 30535.54 | 29915.06
250 St Georges Terrace_Perth_WA | 314020 | 299065 | 311456 | 248684 | 298739 | 186958 | 298875 | 186476 | 212568 | 221931 | 259958 | 274002 | 283457 | 301374 | 292504 | 173314 | 169523 | 190112 | 192881.3 | 172193.6 | 194331.9 | 218934.3 | 214134 | 262836.7 | 274421 | 292187 | 245313.1 | 131707.61 | 207001.03 | 179478.98 | 83898.91 | 214463.44 | 180999.2 | 177459 | 213187.1 | 270095.9 | 271698.9 | 305847.94 | 318932.28 | 232077.87 | 227714.7267 | 203858.0501 | 202402 | 200043.633 | 217417.517 | 222346.694 | 239925.141 | 248732.559 | 344755.5 | 302873 | 315146 | 175958 | 188245 | 168573
388 George Street_Sydney_NSW | 83879.9 | 95623.4 | 108868.7 | 85522 | 64134.8 | 65947.2 | 77050.2 | 74622.5 | 66093.5 | 84660.9 | 100567.6 | 83588.6 | 117996.8 | 116353.4 | 187563.5 | 121431.4 | 136659.8 | 173697.8 | 188067.3 | 141441.6 | 121725.3 | 135923.2 | 124306 | 146697 | 129531.6 | 123316.9 | 158074.2 | 170728.3 | 150314.4 | 136791.4 | 114567.675 | 107582.58 | 115849.96 | 157429.63 | 167012.95 | 192227.94 | 213328.3 | 196604.03 | 197307.13 | 156483.72 | 166021.61 | 163962.05 | 171496.13 | 175915.87 | 174680.55 | 194081.81 | 203221.05 | 216955.4 | 259543.36 | 261025.4 | 261455.01 | 164107.38 | 178054.45 | 169620.08 | 173791.67 | 167741.32 | 173147 | 167741.32 | 173147
130 Pitt Street_Sydney_NSW | 72342.8 | 63878.8 | 69468.6 | 51663.2 | 47922.8 | 50461.6 | 57597 | 44320.4 | 41771.2 | 55184.4 | 64170.8 | 68342.4 | 77868.6 | 71874.6 | 62691.2 | 36822 | 34719 | 36596.2 | 45843.6 | 54029.4 | 48300.6 | 45981 | 47992 | 52223 | 51165.2 | 48919 | 54720 | 50400 | 53605.6 | 71066.8 | 62334.6 | 40440.6 | 34652.8 | 31343.6 | 38549.4 | 38917 | 44230 | 41082.6 | 41355 | 33441.8 | 35481 | 48416.2 | 52768.2 | 46534.8 | 38383 | 39323 | 41331.4
220 London Circuit | [33 empty] | 82126.8533 | 82126.8533 | 88807.0665 | 93174.5344 | 111688.9089 | 104638.8097 | 110733.0975 | 90904.9908 | 86576.3156 | 84736.5628 | 89522.4028 | 86909.6044 | 82126.8533 | 82126.8533 | 93174.53 | 111688.91 | 104638.81 | 110733.1 | 90904.99 | 86576.32 | 84736.56 | 89522.4 | 86909.6 |  | 86909.6
850 Collins Street_Docklands_VIC | 124447.419 | 98640.838 | 96543.2 | 74547.221 | 70420.508 | 60805.533 | 65835.051 | 66647.373 | 60772.259 | 75088.054 | 76721.72 | 86671.008 | 101830.881 | 85755.35 | 78479.126 | 60437.849 | 65269.744 | 60475.013 | 62791.97 | 59295.729 | 55556.213 | 56119.447 | 69108.901 | 66103.337 | 71608.804 | 71863.263 | 68346.551 | 63117.205 | 61367.01 | 59578.59 | 63664.35 | 61939.68 | 58339.56 | 59021.52 | 62032.83 | 71381.58 | 87639.66 | 60818.85 | 67382.76 | 47058.96 | 54112.56 | 51659.46 | 50036.4 | 49714.56 | 44637.9 | 42768.96 | 44119.14 | 33194.88 | 45288.51 | 45470.49 | 40438.68 | 35416.56 | 39928.92
6_O Connell Street_Sydney_NSW | 121496 | 106706 | 110068.4 | 90604 | 87936 | 73304.8 | 87709.2 | 85072.4 | 83088.8 | 100155.2 | 108629.6 | 104049.2 | 117263.2 | 104830.8 | 99377.6 | 72914 | 71530.8 | 74613.2 | 76686 | 73497.2 | 81008.8 | 86477.6 | 94349.2 | 101869.2 | 102369.2 | 104345.2 | 113605 | 87649.32 | 88422.4 | 77632.92 | 72914.04 | 72162.48 | 75049.24 | 79609.4 | 99829.88 | 90544.44 | 105154.16 | 103380.32 | 109025.84 | 87812.8 | 80800.48 | 54768.88 | 66273.76 | 72487.04 | 73159.64 | 78953 | 89541.08 | 81954.56 | 94939.96 | 100799.2 | 106872.96 | 73265 | 75424.76 | 69219.44 | 69360.08 | 74079.2 | 78497.72 | 74079.2 | 78497.72
[58 empty] | - | -
| kWh | kWh | kWh | kWh |  | $/kWh | $/kWh |  | $/MWh
| FY20 | FY21 | FY22 | FY23 | 2021 | 2022 | FY23 | CY19 | 2022 | FY23 | FY23 | CY19 | [21 empty] | 20427.0391 | 20427.0391 | 25687.9315 | 24636.7956 | 31480.5095 | 27977.6333 | 29067.1575 | 24518.4075 | 21772.4334 | 20729.3222 | 15301.1737 | 14543.8341 | 20427.0391 | 20427.0391
1 Market Street_Sydney_NSW | 2222036 | 1932415.66 | 1892895.84 | 1823163.83 | 0.24612 | 0.248 | 0.24541 | 237.8423 | 247.9996 | 245.4143 | 1823163.83 | 2406777.6 | 0.23784 | [20 empty] | 82126.8533 | 82126.8533 | 88807.0665 | 93174.5344 | 111688.9089 | 104638.8097 | 110733.0975 | 90904.9908 | 86576.3156 | 84736.5628 | 89522.4028 | 86909.6044 | 82126.8533 | 82126.8533 | 0
120 Collins Street_Melbourne_VIC | 4285093.527 | 3498895.288 | 3619502.216 | 3572603.263 | 0.21075 | 0.21324 | 0.2141 | 223.521 | 213.2421 | 214.0969 | 3572603.263 | 4559046.347 | 0.22352 | [34 empty] | 0 | [10 empty] | -
126 Phillip Street_Sydney_NSW | 2889908.53 | 2735183.65 | 2574463.57 | 2800323.8179 | 0.29222 | 0.24248 | 0.20873 | 319.0367 | 242.48 | 208.7311 | 2800323.8179 | 3118453.07 | 0.31904
117 Clarence Street_Sydney_NSW | 821305.68 | 622823.412 | 600394.704 | 684646.992 | 0.25374 | 0.25199 | 0.2343 | 221.9814 | 251.9931 | 234.2985 | 684646.992 | 941583.6 | 0.22198
135 King Street_Sydney_NSW | 1663442.4 | 1324331.947 | 1270689.504 | 1415575.68 | 0.23716 | 0.23389 | 0.2275 | 219.1766 | 233.8853 | 227.5024 | 1415575.68 | 1817422.4 | 0.21918
201 Kent Street_Sydney_NSW | 2312744.1 | 1947708.172 | 1784807.392 | 1908160.646 | 0.26031 | 0.27729 | 0.25418 | 247.9377 | 277.2918 | 254.1754 | 1908160.646 | 2589294.6 | 0.24794
259 Queen Street_Brisbane_QLD | 2160524.38 | 1980071.43 | 1735944.034 | 1744649.568 | 0.17443 | 0.17149 | 0.16137 | 197.0878 | 171.4949 | 161.367 | 1744649.568 | 2112027.88 | 0.19709
347 Kent Street_Sydney_NSW | 1806764.85 | 1525729.021 | 1439297.64 | 1530560.56 | 0.24731 | 0.23641 | 0.22566 | 230.2226 | 236.4092 | 225.6636 | 1530560.56 | 2041263.25 | 0.23022
40 Mount Street_North Sydney_NSW | 1478721.85 | 1369232.42 | 1288540.92 | 1159190.045 | 0.3149 | 0.26411 | 0.21305 | 368.6866 | 264.1091 | 213.0523 | 1159190.045 | 1616678.14 | 0.36869
420 George Street_Sydney_NSW | 1921342.2137 | 1814083.8325 | 1551160.8976 | 1702649.6462 | 0.24396 | 0.25356 | 0.22722 | 243.2638 | 253.5612 | 227.2202 | 1702649.6462 | 2046755.31 | 0.24326
567 Collins Street_Melbourne_VIC | 1723398.98 | 1406856.08 | 1440255.4 | 1404115.9 | 0.27114 | 0.30534 | 0.30588 | 261.2079 | 305.3418 | 305.8844 | 1404115.9 | 1924879.5 | 0.26121
60 Martin Place_Sydney_NSW | 2454037.6 | 2579124.4 | 2545454.82 | 2635702.52 | 0.20934 | 0.21208 | 0.20876 | 201.6112 | 212.0827 | 208.7583 | 2635702.52 | 681336 | 0.20161
151 Clarence Street_Sydney_NSW | 1093832.7 | 1020908.79 | 1066927.68 | 1050885.57 | 0.2411 | 0.23057 | 0.22838 | 212.8979 | 230.5725 | 228.3777 | 1050885.57 | 1385456.7 | 0.2129
524 Flinders Lane_Melbourne_VIC | 41484.558 | 62063.2 | 54907.57 | 43585.216 | 0.25085 | 0.25634 | 0.26297 | 275.1975 | 256.3364 | 262.9671 | 43585.216 | 13431.262 | 0.2752
20 Bridge Street_Sydney_NSW | 2121121.6 | 1995843.44 | 1411439.08 | 1198374.56 | 0.18376 | 0.19661 | 0.087749 | 192.7084 | 196.6085 | 87.7492 | 1198374.56 | 2266385.8 | 0.19271
179 Turbot Street_Brisbane_QLD | 1341094 | 1123515 | 858587 | 880912 | 0.16499 | 0.16428 | 0.14431 | 169.6503 | 164.2798 | 144.3138 | 880912 | 1561818 | 0.16965
105-151 Miller Street_North Sydney_NSW | 1513237.4 | 1417724.3 | 940659.4 | 411595.76 | 0.23938 | 0.26457 | 0.33193 | 222.8263 | 264.5657 | 331.9316 | 411595.76 | 1627201.4 | 0.22283
250 St Georges Terrace_Perth_WA | 2864094 | 2585420.52 | 2700233.3168 | 2826418.044 | 0 |  | 0 | 0 | 0 | 0 | 2826418.044 | 3112732 | 0
388 George Street_Sydney_NSW | 1340286 | 1726917.2 | 1948377.575 | 2430156.49 | 0.24896 | 0.22208 | 0.083475 | 263.5764 | 222.0821 | 83.4751 | 2430156.49 | 990559.3 | 0.26358
130 Pitt Street_Sydney_NSW | 651957.8 | 624246.2 | 490244.6 | 218340.4 | 0.21542 | 0.21032 | 0.45144 | 238.1511 | 210.3203 | 451.4366 | 218340.4 | 687124 | 0.23815
220 London Circuit | 0 | 0 | 850777.43 | 1107875.4966 | #DIV/0! | 0 | 0.21276 |  | 0 | 212.7633 | 1107875.4966 | 0 | #DIV/0!
850 Collins Street_Docklands_VIC | 883983.428 | 764857.02 | 745051.77 | 471015 | 0.34647 | 0.27012 | 0.2898 | 291.5272 | 270.1164 | 289.8047 | 471015 | 957140.184 | 0.29153
6_O Connell Street_Sydney_NSW | 1109234 | 1087912.04 | 1031051.96 | 982890.4 | 0.22804 | 0.21287 | 0.23335 | 248.0824 | 212.8686 | 233.3454 | 982890.4 | 1158819.6 | 0.24808
| 38699645.5967 | 35145863.0225 | 33841664.3194 | 34003391.4047
Location | time axis 2019-01-01 to 2022-12-01
1 Market Street_Sydney_NSW | 25725.9244 | 23498.0746 | 27802.07 | 67184.8876 | 183859.2581 | 278765.6129 | 310036.25 | 291864.2339 | 192975.1613 | 59588.1613 | 30655.8487 | 29401.5706 | 26145.6774 | 20320.4497 | 19025.1926 | 29438.4545 | 161695.2903 | 258433.3347 | 370553.6653 | 317564.4194 | 71538.129 | 20958.3488 | 15782.8125 | 14969.3939 | 11513.2121 | 12989.3939 | 24234.5517 | 39624.3731 | 129354.6449 | 330445.177 | 331650.3208 | 208129.1573 | 201248.6552 | 90056 | 24700.8387 | 23581.5249 | 19727.2727 | 13137.3636 | 20069 | 25419.0909 | 153827.8401 | 357140.069 | 461277.1935 | 293737.9398 | 171692.9701 | 42084.8621 | 23789.6709 | 20628.3636
105-151 Miller Street_North Sydney_NSW | 97590.6 | 49498.4 | 55493.875 | 89360.4583 | 175714.2122 | 457212.1004 | 400560.9247 | 419051.4839 | 315848.6022 | 24978.1568 | 54154.6248 | 49209.8244 | 48062.5606 | 48782.7667 | 34738.7548 | 124449.4839 | 416094.6096 | 488945.9456 | 556904.7237 | 438607.4686 | 184166.002 | 128984.5086 | 83484.9402 | 18095.363 | 50126.6 | 48655.5758 | 40752.9242 | 123242.125 | 329510.575 | 508579.3 | 547708 | 325443.1552 | 180484.4519 | 150241.4929 | 46967.6857 | 41160.479 | 38086.0535 | 37287.4545 | 45205.769 | 44167.0189 | 45895.9394 | 44577.1818 | 46072.2626 | 89241.9556 | 75965.2875 | 68594.0268 | 63512.019 | 45291.9238
117 Clarence Street_Sydney_NSW |  |  |  |  | 52943.9565 | 72196.3043 | 74602.8478 | 53988.1357 | 44085.3333 | 45554.8444 | 31497.4334 | 28588.5444 | 28588.5444 | 30531.8468 | 33481.022 | 32400.989 | 114039.5385 | 129071.2088 | 133373.5824 | 85861.5824 | 74249.6703 | 76724.6593 | 36322.8131 | 31504.1758 | 31504.1758 | 34652.3238 | 39188.3804 | 37924.2391 | 115557.9456 | 129567.7174 | 133886.6413 | 99023.6559 | 87732.1348 | 90656.5393 | 66405.5573 | 66170.4687 | 66170.4687 | 43520.2348 | 42187.3333 | 40826.4516 | 100896.1433 | 128889.6667 | 133185.9889 | 112767.3946 | 101046.129 | 104414.3333 | 33682.043
120 Collins Street_Melbourne_VIC | 159166.785 | 131006.44 | 215566.8894 | 365058.8906 | 806641.04 | 1426578.0739 | 1638870.3961 | 1723170.83 | 934714.2 | 742563.94 | 478922.4575 | 200549.7725 | 143735.99 | 131480.3138 | 269127.5463 | 408946.54 | 1045193.01 | 1483328.4 | 2158647.9403 | 2007969.9115 | 1165038.2182 | 607407.6168 | 267819.2841 | 112028.8167 | 124448.9403 | 113590.4827 | 322704.4294 | 527210.6334 | 961623.21 | 1604040.9719 | 1887103.896 | 1460932.9931 | 877746.5174 | 783591.7752 | 526511.5218 | 157371.7265 | 68431.613 | 110134.993 | 139087.6088 | 289028.8875 | 825926.0025 | 1640131.96 | 1712330.4636 | 1420869.5564 | 868022.34 | 603173.86 | 589467.74 | 150276.99
126 Phillip Street_Sydney_NSW | 157379.0598 | 163515.7359 | 210041.2009 | 171248.6382 | 264754.5059 | 513191.7455 | 478046.3869 | 454379.6014 | 321283.4402 | 244134.0567 | 193391.0394 | 174492.833 | 175370.1615 | 160337.8735 | 170243.2145 | 191532.3723 | 379200.9227 | 484849.7147 | 567398.3158 | 437799.4123 | 245755.6296 | 226249.8681 | 201772.7064 | 186190.4316 | 178851.0626 | 157351.5428 | 183530.005 | 204046.5241 | 321927.7023 | 537538.2381 | 639562.8515 | 509741.2946 | 362090.0741 | 233615.5303 | 171681.3541 | 171574.7548 | 179928.8312 | 166598.1098 | 189139.4774 | 179532.6028 | 347948.0428 | 610560.2878 | 754812.769 | 720179.3921 | 505080.7301 | 332418.1475 | 258073.6283 | 78474.1789
135 King Street_Sydney_NSW | 39078.6508 | 33739.2134 | 35834.9314 | 34999.3412 | 103101.5447 | 248301.9 | 227530.44 | 229662.4945 | 86242.9364 | 46415.3503 | 30610.0201 | 31322.456 | 27670.5024 | 29765.817 | 32704.1596 | 44816.128 | 171090.3372 | 232684.2689 | 277081.863 | 208134.25 | 83141.1692 | 36060.7022 | 23613.1289 | 17202.1398 | 16393.4166 | 18798.3852 | 26249.558 | 41788.8077 | 145834.7856 | 287219.2042 | 312657.8161 | 236111.466 | 162594.5489 | 77918.8962 | 25024.0571 | 17790.6679 | 16053.7753 | 14893.8685 | 17138.7176 | 17495.0857 | 164074.0253 | 364197.5614 | 366660.1193 | 234630.5214 | 108745.8666 | 42760.2529 | 22849.4431 | 5942.86
151 Clarence Street_Sydney_NSW | 84888.3118 | 77985.5831 | 86825.4711 | 84024.6495 | 88288.3423 | 86019.4739 | 68930.3874 | 58047.3424 | 62639.6333 | 64727.6211 | 58614.2167 | 59302.0597 | 59302.0597 | 56188.6696 | 60222.4359 | 58279.7767 | 73975.1165 | 74148.2543 | 76619.8628 | 70918.3881 | 67569.6297 | 69821.9507 | 58927.9983 | 59518.467 | 59518.467 | 55069.4223 | 61143.8676 | 59171.4848 | 74412.0715 | 75093.3293 | 77596.4403 | 49684.2108 | 41598.6539 | 42985.2757 | 56278.8682 | 59840.3366 | 59840.3366 | 55504.4986 | 61988.4333 | 59988.8065 | 71663.9779 | 74502.1233 | 76985.5274 | 72254.9686 | 68051.3613 | 70319.74 | 22683.7871
20 Bridge Street_Sydney_NSW | 21834.8429 | 12382.7103 | 21825.26 | 25894.2 | 40340.6135 | 40215.7065 | 42546.5532 | 92187.9145 | 47958.5323 | 37551.9865 | 13596.1935 | 27306.6913 | 26910.8767 | 71520.902 | 25695.84 | 27950.4 | 42512.6126 | 42462.9774 | 48363.8497 | 191175.6809 | 45632.7194 | 37178.5961 | 46144.0839 | 29527.1081 | 28115.9643 | 19875.0276 | 26885.1052 | 32788.6548 | 25244.1177 | 48929.3323 | 54066.5435 | 184036.7165 | 50907.3 | 41954.5777 | 45361.1323 | 12311.3823 | 11805.2411 | 10446.0566 | 26859.4197 | 11718.8903 | 76284.7639 | 54610.0161 | 53130.3152 | 105621.5948 | 8167.2 | 11576.1061 | 93606.4839 | 8621.53
201 Kent Street_Sydney_NSW | 6654.8175 | 52887.6112 | 84204.5478 | 125800.0185 | 204827.2894 | 292310.8636 | 345459.367 | 303623.941 | 217794.7576 | 131680.8331 | 68546.8104 | 49300.0781 | 42035.5019 | 48404.8543 | 37195.3205 | 50228.7553 | 143736.3905 | 328144.1229 | 407225.0668 | 353676.7792 | 78328.2487 | 30431.9628 | 31538.4592 | 23911.1269 | 19779.6815 | 28153.1118 | 35605.8124 | 43255.3765 | 111827.7517 | 384767.1915 | 206069.5894 | 223245.9237 | 218066.4372 | 211138.655 | 25878.675 | 17775.7 | 4607.6753 | 16295.0647 | 24895.7915 | 29248.2441 | 101570.9678 | 352096.2959 | 478316.882 | 325663.8526 | 155560.7471 | 48242.2144 | 46686.014 | 35792.6107
250 St Georges Terrace_Perth_WA | 53 | 940 | 767 | 1811 | 24410 | 70661 | 78550 | 70791 | 45470 | 8785 | 3221 | 63 | 53 | 32 | 53 | 1023 | 31078 | 50122 | 80679.774 | 100927.49 | 32547.686 | 13655.23 | 63 | 89.999 | 136.388 | 126.4 | 61 | 126.1 | 21202.72 | 110774.6 | 122529.1 | 96511.39 | 40083.2 | 41147 | 39063.8 | 30494.3 | 19562.6 | 38697.25 | 40455.31 | 34906.42 | 82483.4 | 136899.55 | 113348 | 250820.2 | 136541.5 | 105322.86 | 51828.93
347 Kent Street_Sydney_NSW | 0 | 0 | 0 | 0 | 0 | 0 | 0 | 0 | 0 | 0 | 0 | 0 | 0 | 0 | 0 | 55385.6406 | 122639.6327 | 118683.5155 | 122639.6327 | 122639.6327 | 118683.5155 | 122639.6327 | 118683.5155 | 122639.6327 | 122639.6327 | 118204.7689 | 148243.8684 | 143461.8081 | 148243.8684 | 143461.8081 | 148243.8684 | 146435.3963 | 136680.0379 | 141236.0392 | 82051.9087 | 113.3719 | 113.3719 | 5233.5139 | 22836.8744 | 22100.201 | 22836.8744 | 279483.4167 | 349811.595 | 245723.155 | 139650.0203 | 73112.8897 | 17105.66 | 0
388 George Street_Sydney_NSW | 0 | 0 | 5.6513 | 56.5125 | 139642.4051 | 290557.1636 | 19370.4776 | [15 empty] | 60918.3771 | 188846.969 | 188846.969 | 170571.4559 | 188846.969 | 236241.2118 | 417834.2296 | 584745.4563 | 868671.505 | 156428.6039 | 76637.6534 | 84528.3956 | 164779.4344 | 150761.69 | 147024.5913 | 141354.3388 | 164515.3249 | 159497.6229 | 307043.6906 | 602034.5977 | 710606.5628 | 498203.5747 | 331901.9539 | 268185.9227
40 Mount Street_North Sydney_NSW | 68852.8116 | 65214.8315 | 72202.1348 | 167604.3668 | 198438.4402 | 192037.2001 | 261270.7795 | 286884.023 | 167890.1481 | 70636.7297 | 52442.6112 | 48046.5669 | 43491.8534 | 39625.8334 | 46088.8183 | 45569.067 | 81254.3356 | 236919.824 | 326284.2306 | 233495.1325 | 93989.7867 | 67967.6309 | 59491.3273 | 55740.9233 | 47688.8195 | 40153.9548 | 41148.556 | 44023.5233 | 222158.096 | 468468.0957 | 417444.7656 | 287853.8425 | 153421.5286 | 53906.8408 | 44201.6129 | 50320.9412 | 50594.8301 | 42958.9061 | 45679 | 52680.807 | 186015.238 | 407409.4108 | 511828.7603 | 419591.9344 | 251646.2364 | 114603.5148 | 44131.6367 | 35010.6699
420 George Street_Sydney_NSW | 23921.4395 | 34527.0516 | 90677.8215 | 87752.7305 | 156234.2797 | 369932.715 | 382263.8055 | 309592.1365 | 97413.9561 | 100661.0879 | 81418.1455 | 38677.3222 | 38677.3222 | 39419.3749 | 49828.2417 | 48220.8791 | 115053.8021 | 260286.0107 | 353764.4432 | 318033.3368 | 75041.9043 | 115652.1898 | 44154.059 | 35600.2167 | 37256.5804 | 34524.0667 | 41046.7707 | 58882.9263 | 120741.3768 | 312975.9086 | 364220.647 | 111371.9494 | 205999.3184 | 72850.2986 | 41538.6667 | 23240.2128 | 22114.2128 | 22692.3081 | 36316.7914 | 39751.1644 | 141454.69 | 393514.372 | 502180.7682 | 346969.5676 | 159997.2037 | 74854.2296 | 49591.1127 | 3869.75
524 Flinders Lane_Melbourne_VIC | [12 empty] | 2031.7073 | 62780.6622 | 69282.6986 | 54321.5352 | 50496.3478 | 116054.3731 | 160117.1442 | 137781.826 | 123044.4776 | 66167.3329 | 46821.1935 | 24914.1257 | 16751.4216 | 26609.433 | 36521.0114 | 67079.4765 | 98010.6007 | 134619.5743 | 159655.0398 | 149946.3536 | 103848.45 | 67496.585 | 54081.6 | 33162.1237 | 16751.6486 | 16255.8632 | 18689.7374 | 64528.2199 | 98672.1094 | 128050.2654 | 161759.2934 | 135719.2 | 117481.1115 | 74794.0426 | 47576.4526 | 11101.1723
567 Collins Street_Melbourne_VIC | 174096.37 | 297867.98 | 179806.79 | 426973.5 | 673648.83 | 877120 | 1073329.63 | 1208337.9 | 638830.44 | 385151.77 | 268627.67 | 168099.29 | 100770 | 100706.53 | 122602.37 | 325541.44 | 828147.88 | 995441.48 | 1280772.26 | 1089622.05 | 581351.47 | 456336.75 | 276580.88 | 282108.67 | 200517 | 88890.06 | 143906.94 | 290801.48 | 564514.43 | 1023540 | 1220440 | 986310 | 574726.23 | 387660 | 261283.95 | 92800 | 62378.88 | 69658.11 | 86045.27 | 139729.23 | 609525.74 | 991593.03 | 1013480.84 | 876056.42 | 617683.65 | 511495.41 | 344181.81 | 0
220 London Circuit | 37027.393 | 35443.2202 | 40126.0341 | 115154.2534 | 158426.0757 | 269383.5553 | 358320.9614 | 310012.5945 | 280887.175 | 153020.6065 | 101892.2085 | 32203.4265 | 14662.9812 | 38434.052 | 54990.8317 | 221880.9835 | 303971.0954 | 340018.3705 | 378783.5492 | 291986.4029 | 242568.8017 | 243014.4942 | 233018.8839 | 80915.4001 | 25308.1723 | 31147.9352 | 39583.5703 | 134433.1781 | 225828.6586 | 312591.4495 | 371602.4174 | 288172.6558 | 240429.869 | 252745.2778 | 245806.2188 | 99615.794 | 26099.62 | 19110.0549 | 18411.9723 | 155939.0008 | 256286.9643 | 350404.5938 | 454657.8067 | 362152.5993 | 301233.6148 | 211511.4185 | 151588.6397 | 40423.6372
6_O Connell Street_Sydney_NSW | 34292.7852 | 30846.3448 | 38595 | 55056.8387 | 185663.5051 | 399616.2563 | 347502.9333 | 382977.248 | 209542.2188 | 91212.3333 | 51221.6667 | 44285.25 | 41949.95 | 39420.8645 | 49967.4839 | 109968.4516 | 315101 | 456777.871 | 529568.754 | 432226.5417 | 211717.5521 | 139584.6813 | 77949.1172 | 44064.1887 | 43215.1066 | 38356.6875 | 68259.4375 | 119197.7722 | 295834.0489 | 510171.7931 | 522074.0421 | 477237.9235 | 346397.386 | 199756.7039 | 137197.3929 | 87184.129 | 36510.871 | 30949.6552 | 38814.931 | 38007.8683 | 45002.8358 | 164427.4839 | 340881.3027 | 305784.3425 | 184079.3806 | 87098.8207 | 41529.3103 | 11456.069
60 Martin Place_Sydney_NSW | [16 empty] | 203083.3441 | 559224.503 | 585969.8488 | 516064.6862 | 499403.6525 | 120612.9687 | 703700.6736 | 427007.7805 | 357548.3871 | 481965.0022 | 631230.5283 | 979045.1972 | 1268516.6278 | 759260.7031 | 558694.2236 | 537290.3181 | 453963.938 | 382227.5992 | 494021.7814 | 398664.6884 | 239915.3172 | 69301.3321 | 51957.2349 | 897060.889 | 896140.5688 | 573048.5162 | 632435.66 | 583839.8369 | 472385.5571 | 466136.9577 | 271550.5754 | 16273.4129 | [10 empty] | -
850 Collins Street_Docklands_VIC | 33089.4918 | 27856.618 | 56836.7312 | 58730.2381 | 202696.7044 | 229140.7881 | 264590.3461 | 268710.573 | 143569.4207 | 133384.6345 | 39645.7385 | 40967.2631 | 26950.7731 | 24307.7239 | 74582.1121 | 77215.2 | 271972.5393 | 298965.3915 | 390578.9965 | 399327.0063 | 128872.1613 | 117832.4262 | 27626.7179 | 28547.6085 | 21089.0071 | 18050.0908 | 54789.3475 | 58011.959 | 263146.2661 | 283790.3758 | 308141.836 | 311005.64 | 142150.3975 | 141229.5408 | 140793.8803 | 80599.908 | 23365.0733 | 15410.08 | 31047.0221 | 31495.6522 | 217746.5923 | 284042.5862 | 304558.1724 | 307209.5724 | 132245.2924 | 124470.89 | 57974.5125 | 59906.9963
| FY20 | FY21 | FY22 | FY20 Cost/GJ | FY21 Cost/GJ | FY22 Cost/GJ
1 Market Street_Sydney_NSW | 2019-01-01: 1429579.625; 2019-02-01: 1359528.1216; 2019-03-01: 1468687.1332; 2019-04-01: 28.6289; 2019-05-01: 27.5971; 2019-06-01: 28.4093
120 Collins Street_Melbourne_VIC | 2019-01-01: 9200603.3962; 2019-02-01: 9972530.4553; 2019-03-01: 8765999.4948; 2019-04-01: 17.05; 2019-05-01: 17.4105; 2019-06-01: 18.2008
126 Phillip Street_Sydney_NSW | 2019-01-01: 3427261.6168; 2019-02-01: 3448411.4387; 2019-03-01: 3761973.2112; 2019-04-01: 28.7605; 2019-05-01: 28.0994; 2019-06-01: 26.1588
117 Clarence Street_Sydney_NSW | 2019-01-01: 646430.2885; 2019-02-01: 826431.2654; 2019-03-01: 966365.2957; 2019-04-01: 24.7993; 2019-05-01: 24.522; 2019-06-01: 24.42
135 King Street_Sydney_NSW | 2019-01-01: 1190514.9104; 2019-02-01: 1181517.4104; 2019-03-01: 1425950.486; 2019-04-01: 23.0196; 2019-05-01: 23.1097; 2019-06-01: 27.6842 | [10 empty] | -
201 Kent Street_Sydney_NSW | 2019-01-01: 1766150.7326; 2019-02-01: 1548500.569; 2019-03-01: 1430889.0196; 2019-04-01: 23.341; 2019-05-01: 23.3003; 2019-06-01: 23.6028
259 Queen Street_Brisbane_QLD
347 Kent Street_Sydney_NSW | 2019-01-01: 296708.7888; 2019-02-01: 1552181.3164; 2019-03-01: 1007364.8747; 2019-04-01: 26.1223; 2019-05-01: 25.2042; 2019-06-01: 23.9258
40 Mount Street_North Sydney_NSW | 2019-01-01: 1380120.5901; 2019-02-01: 1700610.0766; 2019-03-01: 1792487.7236; 2019-04-01: 28.9333; 2019-05-01: 27.9976; 2019-06-01: 28.7536
420 George Street_Sydney_NSW | 2019-01-01: 1561512.0844; 2019-02-01: 1547673.7793; 2019-03-01: 1475064.6316; 2019-04-01: 22.5855; 2019-05-01: 25.7853; 2019-06-01: 25.7507
567 Collins Street_Melbourne_VIC | 2019-01-01: 6215586.4; 2019-02-01: 6278941.99; 2019-03-01: 5482150.44; 2019-04-01: 23.6283; 2019-05-01: 23.6414; 2019-06-01: 29.6992
60 Martin Place_Sydney_NSW | 2019-01-01: 762307.8471; 2019-02-01: 7330326.056; 2019-03-01: 5552286.4069; 2019-04-01: 22.1779; 2019-05-01: 21.3145; 2019-06-01: 21.6233
151 Clarence Street_Sydney_NSW | 2019-01-01: 754377.5733; 2019-02-01: 787784.9391; 2019-03-01: 711471.9617; 2019-04-01: 26.6396; 2019-05-01: 24.764; 2019-06-01: 25.8381
524 Flinders Lane_Melbourne_VIC | 2019-01-01: 354967.3242; 2019-02-01: 938437.6174; 2019-03-01: 911137.996; 2019-04-01: 16.9315; 2019-05-01: 16.5616; 2019-06-01: 16.9392
20 Bridge Street_Sydney_NSW | 2019-01-01: 498201.48; 2019-02-01: 579860.24; 2019-03-01: 580362.04; 2019-04-01: 25.1248; 2019-05-01: 25.764; 2019-06-01: 20.4564
179 Turbot Street_Brisbane_QLD
105-151 Miller Street_North Sydney_NSW | 2019-01-01: 2424877.738; 2019-02-01: 2511110.1061; 2019-03-01: 1547224.6818; 2019-04-01: 28.3553; 2019-05-01: 27.4132; 2019-06-01: 27.7192
250 St Georges Terrace_Perth_WA | 2019-01-01: 289241; 2019-02-01: 360390.387; 2019-03-01: 722833.32; 2019-04-01: 0; 2019-05-01: 0; 2019-06-01: 0
388 George Street_Sydney_NSW | 2019-01-01: 19370.4776; 2019-02-01: 2036851.6377; 2019-03-01: 3023277.4485; 2019-04-01: 21.9176; 2019-05-01: 20.4926; 2019-06-01: 21.321
130 Pitt Street_Sydney_NSW
220 London Circuit | 2019-01-01: 2210295.2867; 2019-02-01: 2239180.496; 2019-03-01: 2324624.4389; 2019-04-01: 0; 2019-05-01: 0; 2019-06-01: 94.1083
850 Collins Street_Docklands_VIC | 2019-01-01: 1664861.7158; 2019-02-01: 1791661.963; 2019-03-01: 1727028.2087; 2019-04-01: 16.1396; 2019-05-01: 16.3753; 2019-06-01: 17.8072
6_O Connell Street_Sydney_NSW | 2019-01-01: 2139927.2711; 2019-02-01: 2510145.6808; 2019-03-01: 2123561.2226; 2019-04-01: 28.4103; 2019-05-01: 22.4588; 2019-06-01: 27.8276

## Assumptions
2024-06-30 |  |  | 0.060759
Emissions coefficients - Electricity (kgCO2-e/kWh)
State | Scope | BASE | CURRENT | FY25 | FY26 | FY27 | FY28 | FY29 | FY30 | FY31 | FY32 | FY33 | FY34
NSW^ | Electricity | 0.79 | 0.742 | 0.73 | 0.662 | 0.624 | 0.547 | 0.46 | 0.383 | 0.325 | 0.288 | 0.264 | 0.248
NSW2 | Electricity | 0.79 | 0 | 0 | 0 | 0 | 0 | 0 | 0 | 0 | 0 | 0 | 0
NSW3 | Electricity | 0.79 | 0.371 | 0 | 0 | 0 | 0 | 0 | 0 | 0 | 0 | 0 | 0
ACT^ | Electricity | 0.79 | 0.742 | 0.73 | 0.662 | 0.624 | 0.547 | 0.46 | 0.383 | 0.325 | 0.288 | 0.264 | 0.248 | [7 empty] | 5.74% | 12.34% | 15.9% | 16.74% | 15.14% | 11.38% | 8.333% | 6.061% | 100%
ACT2 | Electricity | 0.79 | 0 | 0 | 0 | 0 | 0 | 0 | 0 | 0 | 0 | 0 | 0
VIC^ | Electricity | 0.92 | 0.883 | 0.772 | 0.733 | 0.713 | 0.699 | 0.658 | 0.587 | 0.516 | 0.461 | 0.438 | 0.421
VIC2 | Electricity | 0.92 | 0.4415 | 0 | 0 | 0 | 0 | 0 | 0 | 0 | 0 | 0 | 0 | [7 empty] | 5.74% | 12.34% | 15.9% | 16.74% | 15.14% | 11.38% | 8.333% | 6.061%
QLD^ | Electricity | 0.88 | 0.88 | 0.615 | 0.544 | 0.511 | 0.482 | 0.455 | 0.429 | 0.404 | 0.382 | 0.368 | 0.351
QLD2 | Electricity | 0.88 | 0.44 | 0 | 0 | 0 | 0 | 0 | 0 | 0 | 0 | 0 | 0 | [7 empty] | 2.729% | 1.964% | 5.866% | 10.79% | 12.1% | 10.66% | 4.989% | 3.881%
WA^ | Electricity | 0.69 | 0.69 | 0.67117 | 0.63761 | 0.57385 | 0.54516 | 0.507 | 0.48165 | 0.45757 | 0.43469 | 0.41295 | 0.39231
WA2 | Electricity | 0.69 | 0 | 0 | 0 | 0 | 0 | 0 | 0 | 0 | 0 | 0 | 0 | [7 empty] | 6.066% | 5.675% | 5.602% | 5.714% | 5.828% | 5.446% | 3.665% | 4.62%
Emissions coefficients - Gas (kg.CO2-e/GJ) | [20 empty] | 2.729% | 1.964% | 5.866% | 10.79% | 12.1% | 10.66% | 4.989% | 3.881%
State | Scope | BASE | CURRENT | FY25 | FY26 | FY27 | FY28 | FY29 | FY30 | FY31 | FY32 | FY33 | FY34
Scope 1 | Gas | 51.53 | 51.53 | 51.53 | 51.53 | 51.53 | 51.53 | 51.53 | 51.53 | 51.53 | 51.53 | 51.53 | 51.53
NSW^ | Gas | 51.53 | 51.53 | 51.53 | 51.53 | 51.53 | 51.53 | 51.53 | 51.53 | 51.53 | 51.53 | 51.53 | 51.53
NSW2 | Gas | 51.53 | 51.53 | 51.53 | 51.53 | 51.53 | 51.53 | 51.53 | 51.53 | 51.53 | 51.53 | 51.53 | 51.53
NSW3 | Gas | 51.53 | 51.53 | 51.53 | 51.53 | 51.53 | 51.53 | 51.53 | 51.53 | 51.53 | 51.53 | 51.53 | 51.53
ACT^ | Gas | 51.53 | 51.53 | 51.53 | 51.53 | 51.53 | 51.53 | 51.53 | 51.53 | 51.53 | 51.53 | 51.53 | 51.53
ACT2 | Gas | 51.53 | 51.53 | 51.53 | 51.53 | 51.53 | 51.53 | 51.53 | 51.53 | 51.53 | 51.53 | 51.53 | 51.53
VIC1 | Gas | 51.53 | 51.53 | 51.53 | 51.53 | 51.53 | 51.53 | 51.53 | 51.53 | 51.53 | 51.53 | 51.53 | 51.53
VIC2 | Gas | 51.53 | 51.53 | 51.53 | 51.53 | 51.53 | 51.53 | 51.53 | 51.53 | 51.53 | 51.53 | 51.53 | 51.53
QLD^ | Gas | 51.53 | 51.53 | 51.53 | 51.53 | 51.53 | 51.53 | 51.53 | 51.53 | 51.53 | 51.53 | 51.53 | 51.53
QLD2 | Gas | 51.53 | 51.53 | 51.53 | 51.53 | 51.53 | 51.53 | 51.53 | 51.53 | 51.53 | 51.53 | 51.53 | 51.53
WA^ | Gas | 51.53 | 51.53 | 51.53 | 51.53 | 51.53 | 51.53 | 51.53 | 51.53 | 51.53 | 51.53 | 51.53 | 51.53
WA2 | Gas | 51.53 | 51.53 | 51.53 | 51.53 | 51.53 | 51.53 | 51.53 | 51.53 | 51.53 | 51.53 | 51.53 | 51.53
[19 empty] | -1.617% | -9.315% | -5.74% | -12.34% | -15.9% | -16.74% | -15.14% | -11.38% | -8.333% | -6.061%
[14 empty] | Emissions factors by state (tCO2-e/MWh) |  |  | FY22 | FY23 | FY24
Offset costs: | [13 empty] | State | 2019 | 2020 | 2021 | 2022 | 2023 | 2024 | 2025 | 2026 | 2027 | 2028 | 2029 | 2030 | 2031 | 2032 | 2033 | 2034
State | Asset | BASE | CURRENT | FY25 | FY26 | FY27 | FY28 | FY29 | FY30 | FY31 | FY32 | FY33 | FY34 | NSW | 0.81 | 0.81 | 0.79 | 0.742 | 0.73 | 0.662 | 0.624 | 0.547 | 0.46 | 0.383 | 0.325 | 0.288 | 0.264 | 0.248 | 0.237 | 0.229
All States | ACCUs | 0 | 60 | 60 | 60 | 60 | 60 | 60 | 60 | 60 | 60 | 60 | 60 | VIC | 1.02 | 0.98 | 0.96 | 0.883 | 0.88 | 0.772 | 0.733 | 0.713 | 0.699 | 0.658 | 0.587 | 0.516 | 0.461 | 0.438 | 0.421 | 0.405
[14 empty] | QLD | 0.81 | 0.81 | 0.8 | 0.739 | 0.886 | 0.615 | 0.544 | 0.511 | 0.482 | 0.455 | 0.429 | 0.404 | 0.382 | 0.368 | 0.351 | 0.334
[14 empty] | ACT | 0.81 | 0.81 | 0.79 | 0.742 | 0.73 | 0 | 0 | 0 | 0 | 0 | 0 | 0 | 0 | 0 | 0 | 0
|  | Electricity charge escalation | 30% | 3.5% | 3.5% | 3.5% | 3.5% | 3.5% | 3.5% | 20% | 3.5% | 3.5% | 3.5%
Electricity Costs (including distribution charges) | [13 empty] | Emissions factors by state (tCO2-e/MWh)
State | Address | BASE | CURRENT | FY25 | FY26 | FY27 | FY28 | FY29 | FY30 | FY31 | FY32 | FY33 | FY34 | State
NSW2 | 1 Market Street | 245.4143 | 319.0386 | 330.2049 | 341.7621 | 353.7237 | 366.1041 | 378.9177 | 392.1798 | 470.6158 | 487.0874 | 504.1354 | 521.7802 | NSW |  |  |  |  | 0.73
VIC2 | 120 Collins Street | 214.0969 | 278.326 | 288.0674 | 298.1498 | 308.585 | 319.3855 | 330.564 | 342.1337 | 410.5605 | 424.9301 | 439.8027 | 455.1958 | VIC |  |  |  |  | 0.86 | 0.69694
NSW2 | 126 Phillip Street | 208.7311 | 271.3504 | 280.8477 | 290.6774 | 300.8511 | 311.3809 | 322.2792 | 333.559 | 400.2708 | 414.2803 | 428.7801 | 443.7874 | QLD |  |  |  |  | 0.88
NSW2 | 117 Clarence Street | 234.2985 | 304.5881 | 315.2486 | 326.2823 | 337.7022 | 349.5218 | 361.7551 | 374.4165 | 449.2998 | 465.0253 | 481.3012 | 498.1467 | ACT |  |  |  |  | 0.73
NSW2 | 135 King Street | 227.5024 | 295.7532 | 306.1045 | 316.8182 | 327.9068 | 339.3836 | 351.262 | 363.5562 | 436.2674 | 451.5368 | 467.3405 | 483.6975 | WA |  |  |  |  | 0.57
NSW2 | 201 Kent Street | 254.1754 | 330.428 | 341.993 | 353.9628 | 366.3515 | 379.1738 | 392.4448 | 406.1804 | 487.4165 | 504.4761 | 522.1327 | 540.4074
QLD2 | 259 Queen Street | 161.367 | 209.7771 | 217.1193 | 224.7185 | 232.5836 | 240.7241 | 249.1494 | 257.8696 | 309.4436 | 320.2741 | 331.4837 | 343.0856
NSW2 | 347 Kent Street | 225.6636 | 293.3626 | 303.6303 | 314.2574 | 325.2564 | 336.6404 | 348.4228 | 360.6176 | 432.7411 | 447.887 | 463.5631 | 479.7878
NSW2 | 40 Mount Street | 213.0523 | 276.968 | 286.6619 | 296.695 | 307.0793 | 317.8271 | 328.9511 | 340.4644 | 408.5572 | 422.8567 | 437.6567 | 452.9747
NSW2 | 420 George Street | 227.2202 | 295.3862 | 305.7248 | 316.4251 | 327.5 | 338.9625 | 350.8262 | 363.1051 | 435.7261 | 450.9765 | 466.7607 | 483.0973
VIC2 | 567 Collins Street | 305.8844 | 397.6497 | 411.5674 | 425.9723 | 440.8813 | 456.3121 | 472.2831 | 488.813 | 586.5756 | 607.1057 | 628.3544 | 650.3468
NSW2 | 60 Martin Place | 208.7583 | 271.3858 | 280.8843 | 290.7153 | 300.8903 | 311.4215 | 322.3212 | 333.6025 | 400.323 | 414.3343 | 428.836 | 443.8452
NSW2 | 151 Clarence Street | 228.3777 | 296.891 | 307.2821 | 318.037 | 329.1683 | 340.6892 | 352.6133 | 364.9548 | 437.9458 | 453.2739 | 469.1384 | 485.5583
VIC2 | 522 Flinders Lane | 262.9671 | 341.8573 | 353.8223 | 366.2061 | 379.0233 | 392.2891 | 406.0192 | 420.2299 | 504.2759 | 521.9255 | 540.1929 | 559.0997
NSW3 | 20 Bridge Street | 87.7492 | 114.0739 | 118.0665 | 122.1988 | 126.4758 | 130.9024 | 135.484 | 140.226 | 168.2712 | 174.1607 | 180.2563 | 186.5652
QLD2 | 179 Turbot Street | 144.3138 | 187.6079 | 194.1742 | 200.9703 | 208.0042 | 215.2844 | 222.8193 | 230.618 | 276.7416 | 286.4276 | 296.4525 | 306.8284
NSW2 | 105 Miller Street | 331.9316 | 431.511 | 446.6139 | 462.2454 | 478.424 | 495.1688 | 512.4997 | 530.4372 | 636.5247 | 658.803 | 681.8611 | 705.7263
WA2 | QV1 | 0 | 0 | 0 | 0 | 0 | 0 | 0 | 0 | 0 | 0 | 0 | 0
NSW3 | 388 George Street | 83.4751 | 108.5176 | 112.3157 | 116.2468 | 120.3154 | 124.5264 | 128.8849 | 133.3958 | 160.075 | 165.6776 | 171.4763 | 177.478
NSW3 | 130 Pitt Street | 451.4366 | 586.8675 | 607.4079 | 628.6672 | 650.6705 | 673.444 | 697.0145 | 721.41 | 865.692 | 895.9913 | 927.351 | 959.8082
ACT2 | 220 London Circuit | 212.7633 | 276.5922 | 286.273 | 296.2925 | 306.6627 | 317.3959 | 328.5048 | 340.0025 | 408.003 | 422.2831 | 437.063 | 452.3602
VIC2 | 850 Collins Street | 289.8047 | 376.7461 | 389.9322 | 403.5798 | 417.7051 | 432.3248 | 447.4562 | 463.1171 | 555.7406 | 575.1915 | 595.3232 | 616.1595
NSW3 | 6 O'Connell Street | 233.3454 | 303.3491 | 313.9663 | 324.9551 | 336.3285 | 348.1 | 360.2835 | 372.8934 | 447.4721 | 463.1337 | 479.3433 | 496.1203
|  | Gas charge escalation | 3% | bar: FY25 to FY34
Gas Costs ($/GJ)
State | Address | BASE | CURRENT | FY25 | FY26 | FY27 | FY28 | FY29 | FY30 | FY31 | FY32 | FY33 | FY34
NSW2 | 1 Market Street | 29.2616 | 30.1394 | 31.0436 | 31.9749 | 32.9341 | 33.9222 | 34.9398 | 35.988 | 37.0677 | 38.1797 | 39.3251 | 40.5048
VIC2 | 120 Collins Street | 18.7469 | 19.3093 | 19.8886 | 20.4852 | 21.0998 | 21.7328 | 22.3847 | 23.0563 | 23.748 | 24.4604 | 25.1942 | 25.9501
NSW2 | 126 Phillip Street | 26.9436 | 27.7519 | 28.5844 | 29.442 | 30.3252 | 31.235 | 32.172 | 33.1372 | 34.1313 | 35.1552 | 36.2099 | 37.2962
NSW2 | 117 Clarence Street | 25.1526 | 25.9072 | 26.6844 | 27.4849 | 28.3095 | 29.1588 | 30.0335 | 30.9345 | 31.8626 | 32.8185 | 33.803 | 34.8171
NSW2 | 135 King Street | 28.5147 | 29.3702 | 30.2513 | 31.1588 | 32.0936 | 33.0564 | 34.0481 | 35.0695 | 36.1216 | 37.2052 | 38.3214 | 39.471
NSW2 | 201 Kent Street | 24.3109 | 25.0402 | 25.7914 | 26.5652 | 27.3621 | 28.183 | 29.0285 | 29.8993 | 30.7963 | 31.7202 | 32.6718 | 33.652
QLD2 | 259 Queen Street
NSW2 | 347 Kent Street | 24.6436 | 25.3829 | 26.1444 | 26.9287 | 27.7366 | 28.5687 | 29.4257 | 30.3085 | 31.2178 | 32.1543 | 33.1189 | 34.1125
NSW2 | 40 Mount Street | 29.6162 | 30.5047 | 31.4199 | 32.3624 | 33.3333 | 34.3333 | 35.3633 | 36.4242 | 37.5169 | 38.6425 | 39.8017 | 40.9958
NSW2 | 420 George Street | 26.5232 | 27.3189 | 28.1385 | 28.9826 | 29.8521 | 30.7477 | 31.6701 | 32.6202 | 33.5988 | 34.6068 | 35.645 | 36.7143
VIC2 | 567 Collins Street | 30.5902 | 31.5079 | 32.4531 | 33.4267 | 34.4295 | 35.4624 | 36.5263 | 37.6221 | 38.7507 | 39.9132 | 41.1106 | 42.344
NSW2 | 60 Martin Place | 22.272 | 22.9401 | 23.6283 | 24.3372 | 25.0673 | 25.8193 | 26.5939 | 27.3917 | 28.2135 | 29.0599 | 29.9317 | 30.8296
NSW2 | 151 Clarence Street | 26.6133 | 27.4117 | 28.234 | 29.081 | 29.9535 | 30.8521 | 31.7776 | 32.731 | 33.7129 | 34.7243 | 35.766 | 36.839
VIC2 | 522 Flinders Lane | 17.4474 | 17.9708 | 18.51 | 19.0653 | 19.6372 | 20.2263 | 20.8331 | 21.4581 | 22.1019 | 22.7649 | 23.4479 | 24.1513
NSW3 | 20 Bridge Street | 21.0701 | 21.7022 | 22.3532 | 23.0238 | 23.7145 | 24.426 | 25.1588 | 25.9135 | 26.6909 | 27.4916 | 28.3164 | 29.1659
QLD2 | 179 Turbot Street
NSW2 | 105 Miller Street | 28.5508 | 29.4073 | 30.2896 | 31.1983 | 32.1342 | 33.0982 | 34.0912 | 35.1139 | 36.1673 | 37.2523 | 38.3699 | 39.521
WA2 | QV1 | 0 | 0 | 0 | 0 | 0 | 0 | 0 | 0 | 0 | 0 | 0 | 0
NSW3 | 388 George Street | 21.9606 | 22.6194 | 23.298 | 23.9969 | 24.7168 | 25.4583 | 26.2221 | 27.0088 | 27.819 | 28.6536 | 29.5132 | 30.3986
NSW3 | 130 Pitt Street
ACT2 | 220 London Circuit | 17.9955 | 18.5354 | 19.0915 | 19.6642 | 20.2541 | 20.8617 | 21.4876 | 22.1322 | 22.7962 | 23.4801 | 24.1845 | 24.91
VIC2 | 850 Collins Street | 18.3415 | 18.8917 | 19.4585 | 20.0422 | 20.6435 | 21.2628 | 21.9007 | 22.5577 | 23.2344 | 23.9314 | 24.6494 | 25.3889
NSW3 | 6 O'Connell Street | 28.6625 | 29.5223 | 30.408 | 31.3203 | 32.2599 | 33.2277 | 34.2245 | 35.2512 | 36.3088 | 37.398 | 38.52 | 39.6756
NABERS Benchmark Assumptions
State | Address | BASE | CURRENT | FY25 | FY26 | FY27 | FY28 | FY29 | FY30 | FY31 | FY32 | FY33 | FY34
NSW2 | 1 Market Street
VIC2 | 120 Collins Street
NSW2 | 126 Phillip Street
NSW2 | 117 Clarence Street
NSW2 | 135 King Street
NSW2 | 201 Kent Street
QLD2 | 259 Queen Street
NSW2 | 347 Kent Street
NSW2 | 40 Mount Street
NSW2 | 420 George Street
VIC2 | 567 Collins Street
NSW2 | 60 Martin Place
NSW2 | 151 Clarence Street
VIC2 | 522 Flinders Lane
NSW3 | 20 Bridge Street
QLD2 | 179 Turbot Street
NSW2 | 105 Miller Street
WA2 | QV1
NSW3 | 388 George Street
NSW3 | 130 Pitt Street
ACT2 | 220 London Circuit
VIC2 | 850 Collins Street
NSW3 | 6 O'Connell Street
NABERS Energy Conversions - 6.0 Star ratios
State | Address | Electricity | Gas | FY25: Gas D.; FY26: Gas f^; FY27: Overlay D.
NSW2 | 1 Market Street | 1151 | 731 | FY25: 6.7; FY26: 4897.7; FY27: 0.75
VIC2 | 120 Collins Street |  |  | FY27: 0.9
NSW2 | 126 Phillip Street | 1687 | 675 | FY25: 10; FY26: 6750; FY27: 0.75
NSW2 | 117 Clarence Street | bar: FY27
NSW2 | 135 King Street | 1121 | 449 | FY25: 10; FY26: 4490; FY27: 0.75
NSW2 | 201 Kent Street | 1314 | 526 | FY25: 10; FY26: 5260; FY27: 0.75
QLD2 | 259 Queen Street |  |  | FY27: 0.75
NSW2 | 347 Kent Street | 766 | 307 | FY25: 10; FY26: 3070; FY27: 0.75
NSW2 | 40 Mount Street | 1172 | 469 | FY25: 10; FY26: 4690; FY27: 0.75
NSW2 | 420 George Street | 1353 | 1430 | FY25: 10; FY26: 14300; FY27: 0.75
VIC2 | 567 Collins Street | 1083 | 3902 | FY25: 10; FY26: 39020; FY27: 1
NSW2 | 60 Martin Place | bar: FY27
NSW2 | 151 Clarence Street | 828 | 331 | FY25: 10; FY26: 3310; FY27: 0.75
VIC2 | 522 Flinders Lane | bar: FY27
NSW3 | 20 Bridge Street | 739 | 296 | FY25: 10; FY26: 2960; FY27: 0.75; FY33: 1
QLD2 | 179 Turbot Street |  |  | FY27: 0.75
NSW2 | 105 Miller Street | bar: FY27
WA2 | QV1 | bar: FY27
NSW3 | 388 George Street | bar: FY27
NSW3 | 130 Pitt Street | bar: FY27
ACT2 | 220 London Circuit | bar: FY27
VIC2 | 850 Collins Street | 346 | 810 | FY25: 10; FY26: 8100; FY27: 0.9
NSW3 | 6 O'Connell Street |  |  | FY25: 10; FY27: 0.9
Note on A2: [Threaded comment] Your version of Excel allows you to read this threaded comment; however, any edits to it will get removed if the file is opened in a newer version of Excel. Learn more: https://go.microsoft.com/fwlink/?linkid=870924 Comment: Suggest to add our Energetics reference here, so we don't forget where these projections came from.
Note on D3: [Threaded comment] Your version of Excel allows you to read this threaded comment; however, any edits to it will get removed if the file is opened in a newer version of Excel. Learn more: https://go.microsoft.com/fwlink/?linkid=870924 Comment: NGA Factors 2023 (to July 2024)

## 1M-DUMMY
Energy and Carbon Roadmap
1 Market Street
Asset Qualifier
Energy Consumption
Scope | Emission Source | SOURCE | UNIT COST | Units | BASE | CURRENT | FY25 | FY26 | FY27 | FY28 | FY29 | FY30 | FY31 | FY32 | FY33 | Reduction
NSW2 | Electricity Consumption | Renewables | 0.24541 | MWh | 1824.81 | 1804.81 | 1804.81 | 1264.81 | 1214.81 | 1194.81 | 1194.81 | 1184.81 | 1044.81 | 1044.81 | 1044.81 | -42.74%
NSW2 | Annual Electricity Savings |  |  | MWh | 0 | -20 | -20 | -560 | -610 | -630 | -630 | -640 | -780 | -780 | -780 | -5450
Scope 1 | Gas Consumption |  | 29.2616 | GJ | 1614.791 | 1614.791 | 1614.791 | 1614.791 | 1126.791 | 1088.791 | 1050.791 | 1012.791 | 474.791 | 474.791 | 474.791 | -70.6%
Scope 1 | Annual Gas Savings |  |  | GJ | 0 | 0 | 0 | 0 | -488 | -526 | -564 | -602 | -1140 | -1140 | -1140 | -5600
Emissions profile
Scope | Emission Source |  |  | Units | BASE | CURRENT | FY25 | FY26 | FY27 | FY28 | FY29 | FY30 | FY31 | FY32 | FY33 | Reduction
NSW2 | Electricity - Renewable |  |  | Scope 2 | 1441.5999 | 0 | 0 | 0 | 0 | 0 | 0 | 0 | 0 | 0 | 0 | 1
Scope 1 | Gas |  |  | Scope 1 | 83.2102 | 0 | 0 | 0 | 0 | 0 | 0 | 0 | 0 | 0 | 0 | 100%
Scope 3 | Water, waste and Utility scope 3 |  |  | Scope 3 | 77.1795 | 0 | 0 | 0 | 0 | 0 | 0 | 0 | 0 | 0 | 0 | 100%
|  |  |  | t.CO2-e | 1601.9896 | 0 | 0 | 0 | 0 | 0 | 0 | 0 | 0 | 0 | 0 | 100%
|  |  |  | kg.CO2-e/m2 | 54.9266 | 0 | 0 | 0 | 0 | 0 | 0 | 0 | 0 | 0 | 0
Net Zero Contribution
Scope | Emission Source |  |  | Units | BASE | CURRENT | FY25 | FY26 | FY27 | FY28 | FY29 | FY30 | FY31 | FY32 | FY33 | Reduction
Capital | Energy Efficiency |  |  | t.CO2-e | 0 | 14.84 | 14.6 | 370.72 | 380.64 | 344.61 | 289.8 | 245.12 | 253.5 | 224.64 | 205.92 | 2344.39
NSW2 | Renewable Electricity |  |  | t.CO2-e | 0 | 1339.169 | 1317.5113 | 837.3042 | 758.0414 | 653.5611 | 549.6126 | 453.7822 | 339.5632 | 300.9053 | 275.8298 | 6825.2803
Scope 1 | Gas Offsets |  |  | t.CO2-e | 0 | 83.2102 | 83.2102 | 83.2102 | 58.0635 | 56.1054 | 54.1473 | 52.1891 | 24.466 | 24.466 | 24.466 | 543.5338
Scope 1 | Electrification |  |  | t.CO2-e | 0 | 0 | 0 | 0 | 25.1466 | 27.1048 | 29.0629 | 31.0211 | 58.7442 | 58.7442 | 58.7442 | 288.568
Scope 3 | Scope 3 Offsets |  |  | t.CO2-e | 0 | 70.4527 | 63.7259 | 56.9991 | 50.2723 | 43.5454 | 36.8186 | 30.0918 | 23.365 | 16.6382 | 16.6382 | 408.5471
Scope 3 | Scope 3 |  |  | t.CO2-e | 77.1795 | 0 | 0 | 0 | 0 | 0 | 0 | 0 | 0 | 0 | 0 | 0
Scope 1 | Gas |  |  | t.CO2-e | 83.2102 | 0 | 0 | 0 | 0 | 0 | 0 | 0 | 0 | 0 | 0 | 0
NSW2 | Grid Electricity |  |  | t.CO2-e | 1441.5999 | 0 | 0 | 0 | 0 | 0 | 0 | 0 | 0 | 0 | 0 | 0
|  |  |  | t.CO2-e | 1601.9896 | 0 | 0 | 0 | 0 | 0 | 0 | 0 | 0 | 0 | 0 | 10410.3191
Energy and Carbon Costs |  | NSW2 |  |  | 1601.9896 | 1507.6719 | 1479.0474 | 1348.2335 | 1272.1639 | 1124.9267 | 959.4414 | 812.2042 | 699.6384 | 625.3936 | 581.5982
Scope | Emission Source |  |  |  | BASE | CURRENT | FY25 | FY26 | FY27 | FY28 | FY29 | FY30 | FY31 | FY32 | FY33 | TOTAL
BASELINE - Do nothing scenario
NSW2 | Electricity Consumption costs - do nothing scenario |  |  |  | 469437.38 | 582184.7377 | 602561.2035 | 623650.8456 | 645478.6252 | 668070.3771 | 691452.8403 | 715653.6897 | 858784.4277 | 888841.8826 | 919951.3485 | 7196629.978
Scope 1 | Gas Consumption costs- do nothing scenario |  |  |  | 41724.3393 | 48668.8347 | 50128.8997 | 51632.7667 | 53181.7497 | 54777.2022 | 56420.5183 | 58113.1338 | 59856.5279 | 61652.2237 | 63501.7904 | 557933.6473
Scope 1 | Gas Offset Costs - ACCUs (Climate Active) | [5 empty] | 4992.6108 | 4992.6108 | 4992.6108 | 4992.6108 | 4992.6108 | 4992.6108 | 4992.6108 | 4992.6108 | 4992.6108 | 44933.4973
Scope 3 | Scope 3 offsets | [5 empty] | 3823.5537 | 3419.9445 | 3016.3353 | 2612.7261 | 2209.1169 | 1805.5076 | 1401.8984 | 998.2892 | 998.2892 | 20285.6609
TOTAL COSTS |  |  |  | Total Cost ($) | 511161.7193 | 630853.5724 | 661506.2678 | 683696.1677 | 706669.3211 | 730452.9162 | 755075.0863 | 780564.942 | 925035.4648 | 956485.0064 | 989444.039 | 7819782.7835
|  |  |  | Cost/m2 | 17.5259 | 21.6298 | 22.6807 | 23.4415 | 24.2292 | 25.0447 | 25.8889 | 26.7628 | 31.7162 | 32.7945 | 33.9246
ENERGY AND CARBON ROADMAP - Implement NABERS Roadmap projects scenario
NSW2 | Electricity Consumption Costs |  |  |  | 469437.38 | 575803.9667 | 595957.1055 | 432264.0856 | 429707.1414 | 437424.8099 | 452734.6782 | 464658.5936 | 491704.0995 | 508913.743 | 526725.724 | 4915893.9474
Scope 1 | Gas Consumption costs |  |  |  | 41724.3393 | 48668.8347 | 50128.8997 | 51632.7667 | 37109.8904 | 36934.1449 | 36714.4558 | 36448.3447 | 17599.3926 | 18127.3743 | 18671.1956 | 352035.2994
Scope 1 | Gas Offset Costs - ACCUs (Climate Active) | [5 empty] | 4992.6108 | 4992.6108 | 3483.8124 | 3366.324 | 3248.8356 | 3131.3472 | 1467.9588 | 1467.9588 | 1467.9588 | 27619.4173
Scope 3 | Scope 3 offsets | [5 empty] | 3823.5537 | 3419.9445 | 3016.3353 | 2612.7261 | 2209.1169 | 1805.5076 | 1401.8984 | 998.2892 | 998.2892 | 20285.6609
TOTAL COSTS |  |  |  | Total Cost ($) | 511161.7193 | 624472.8014 | 654902.1698 | 492309.4077 | 473317.1795 | 480338.0049 | 494907.0865 | 506043.7931 | 512173.3493 | 529507.3654 | 547863.1676 | 5315834.3251
|  |  |  | Cost/m2 | 17.5259 | 21.411 | 22.4543 | 16.8796 | 16.2284 | 16.4691 | 16.9686 | 17.3505 | 17.5606 | 18.155 | 18.7843 | 182.2613
|  |  |  | TOTAL Savings | 0 | -6380.771 | -6604.098 | -191386.76 | -233352.1416 | -250114.9114 | -260167.9998 | -274521.1489 | -412862.1154 | -426977.641 | -441580.8713 | -2503948.4585
|  |  |  | Cost/m2 | 0 | -0.21877 | -0.22643 | -6.562 | -8.0008 | -8.5756 | -8.9202 | -9.4124 | -14.1556 | -14.6396 | -15.1403 | -85.8516
CAPITAL COSTS - NABERS Roadmap
| All Identified Projects |  |  | TOTAL COSTS ($) |  | 173896 | 2346400 | 2430800 | 1100000 | 1100000 | 1100000 | 1100000 | 0 | 1542000 | 0 | 10893096
|  |  |  | TOTAL SAVINGS ($) | 0 | -6380.771 | -6604.098 | -191386.76 | -233352.1416 | -250114.9114 | -260167.9998 | -274521.1489 | -412862.1154 | -426977.641 | -441580.8713 | -2503948.4585
-8.5852
NABERS Roadmap |  |  |  | NABERS Performance | [12 empty] | Notes and Summary Outcomes
CURRENT RATING INFORMATION |  | p2001 |  | Weighted Average | BASE | CURRENT | FY25 | FY26 | FY27 | FY28 | FY29 | FY30 | FY31 | FY32 | FY33 | TOTAL | ENERGY EFFICIENCY PLAN |  | ELECTRIFICATION PLAN |  | TENANT METERING
Last rating date |  | 2023-03-31 |  | 1 Market Street | 5.1607 | 5.1607 | 5.175 | 5.5615 | 5.6767 | 5.6856 | 5.6945 | 5.7034 | 5.7122 | 5.7122 | 5.828 | 0.66733 | Status | Complete | Status | Complete | Status | #NAME?
State |  | NSW |  | ICPF | 5.294 | 5.2979 | 5.3084 | 5.3897 | 5.3956 | 5.4347 | 5.4495 | 5.4516 | 5.4802 | 5.5092 | 5.5586 | 0.26458 | Total Cost* | 6476895 | Total Cost* | 4329900 | Collection process | manually collected
NABERS Rating Type (Base/Whole) |  | Base | 2023 DATA | [13 empty] | Annual Savings | 183310.8336 | Progress by FY32 | 70.6% | NLA covered | 21%
Postcode |  | 2000 | [14 empty] | Est IRR | 2.244% | Est. 100% completion | #NAME? | Cost for automation | 30000
Rated Area |  | 25698 | [14 empty] | NABERS Improvement | 0.73495 |  |  | ETA 100% coverage | #NAME?
Rated Hours |  | 50.2 | [14 empty] | FY32 NABERS | 5.828 |  |  | Tenant spec. data | 0%
Electricity Consumption (MWh) |  | 1824.81 | -0.47128 | [13 empty] | FY33 NABERS^ | 5.828 | * Where projects deliver both Efficiency and Electrification benefits, Total Costs are split evenly between categories
Gas Consumption (GJ) |  | 1614.791 | [14 empty] | Total Electricity Reduction | -47.13% | ^ includes projects implemented in FY32
NABERS Benchmark Factor |  | 64 | -36.28% | [13 empty] | Total Gas Reduction | -70.6%
| Current NABERS Energy Rating: | 5.1607 | Stars
Identified Projects | [5 empty] | 2024-06-30 | 2025-06-30 | 2026-06-30 | 2027-06-30 | 2028-06-30 | 2029-06-30 | 2030-06-30 | 2031-06-30 | 2032-06-30 | 2033-06-30 | 2034-06-30 | Project Classifications
Job Number | Job Description | Predicted Reduction (MWh) | Predicted Reduction (GJ) | Estimated completion date | Total Expected Cost ($) | CURRENT | FY25 | FY26 | FY27 | FY28 | FY29 | FY30 | FY31 | FY32 | FY33 | FY34 | Efficiency | Electrification | Tenant Metering | NABERS | Est IRR | Opex | Life-cycle | Technology
IO-11898 | Upgrade carpark lighting to LED + PIR control | -20 |  | 2024-03-31 | 143895 | 143896 | 0 | 0 | 0 | 0 | 0 | 0 | 0 | 0 | 0 | 0 | Yes |  |  | 0.013032 | 3.411%
NEW | Add gate metering to unmetered rise | 0 |  | 2024-03-31 | 30000 | 30000 | 0 | 0 | 0 | 0 | 0 | 0 | 0 | 0 | 0 | 0 |  |  | Yes |  | 0% |  |  | Yes
IO-11899 | Bueno - Add sub-metering Add further HLI points and algorithms | -100 |  | 2025-03-31 | 143000 | 0 | 143000 | 0 | 0 | 0 | 0 | 0 | 0 | 0 | 0 | 0 | Yes |  |  | 0.065161 | 17.16% |  |  | Yes
IO-11907 | Rehash VAV target flow rates and recalibrate VAVs | -240 |  | 2025-03-31 | 81100 | 0 | 81100 | 0 | 0 | 0 | 0 | 0 | 0 | 0 | 0 | 0 | Yes |  |  | 0.15639 | 72.63% |  | Yes
IO-11907 | Upgrade EDH controls to SSR replace pitots to coincide with BMS upgrade | -80 |  | 2025-03-31 | 168800 | 0 | 168800 | 0 | 0 | 0 | 0 | 0 | 0 | 0 | 0 | 0 | Yes |  |  | 0.052129 | 11.63% |  | Yes
IO-11907 | Replace pitots to coincide with BMS upgrade | 0 |  | 2025-03-31 | 56300 | 0 | 56300 | 0 | 0 | 0 | 0 | 0 | 0 | 0 | 0 | 0 |  |  |  |  | 0% |  | Yes
IO-11907 | Upgrade BMS, Replace AHUs CHW/HW valves, new VAV I/O controllers, new F/O backbone | -120 |  | 2025-03-31 | 1897200 | 0 | 1897200 | 0 | 0 | 0 | 0 | 0 | 0 | 0 | 0 | 0 | Yes |  |  | 0.078193 | 1.552% |  | Yes
IO-11361 | Replace CH-3 with 4 pipe heat recovery heat pump chiller | -40 | -450 | 2026-03-31 | 675400 | 0 | 0 | 675400 | 0 | 0 | 0 | 0 | 0 | 0 | 0 | 0 |  | Yes |  | 0.094974 | 3.403% |  | Yes
IO-11360 | Refurbish cooling towers | -15 |  | 2026-03-31 | 168900 | 0 | 0 | 168900 | 0 | 0 | 0 | 0 | 0 | 0 | 0 | 0 | Yes |  |  | 0.0097741 | 2.18% |  | Yes
IO-11360/1 | Replace TCW pumps with more efficient | -10 |  | 2026-03-31 | 50700 | 0 | 0 | 50700 | 0 | 0 | 0 | 0 | 0 | 0 | 0 | 0 | Yes |  |  | 0.0065161 | 4.841% |  | Yes
IO-11360/1 | Decouple HW pumping system to allow heat pump to take over past morning warm up | -15 |  | 2026-03-31 | 84400 | 0 | 0 | 84400 | 0 | 0 | 0 | 0 | 0 | 0 | 0 | 0 | Yes |  |  | 0.0097741 | 4.362% |  | Yes
IO-11360/1 | Upgrade HLI and or VSD interfaces to analytics algorithms | -40 |  | 2026-03-31 | 84400 | 0 | 0 | 84400 | 0 | 0 | 0 | 0 | 0 | 0 | 0 | 0 | Yes |  |  | 0.026064 | 11.63% |  | Yes
Refurbishment Scope Change only | Replace AHUs with flat pack units, new dampers on floor by floor basis. On floor air handling: retain AHU's replace VAVs and redesign to include swirl diffusers Replace DHW with unitary el. Units | -10 | -38 | 2026-03-31 | 1367000 | 0 | 0 | 1367000 | 0 | 0 | 0 | 0 | 0 | 0 | 0 | 0 | Yes | Yes |  | 0.012335 | 0.2609% |  | Yes
Refurbishment Scope Change only | Replace AHUs with flat pack units, new dampers on floor by floor basis. On floor air handling: retain AHU's replace VAVs and redesign to include swirl diffusers Replace DHW with unitary el. Units | -10 | -38 | 2027-03-31 | 1100000 | 0 | 0 | 0 | 1100000 | 0 | 0 | 0 | 0 | 0 | 0 | 0 | Yes | Yes |  | 0.012335 | 0.3242% |  | Yes
Refurbishment Scope Change only | Replace AHUs with flat pack units, new dampers on floor by floor basis. On floor air handling: retain AHU's replace VAVs and redesign to include swirl diffusers Replace DHW with unitary el. Units | -10 | -38 | 2028-03-31 | 1100000 | 0 | 0 | 0 | 0 | 1100000 | 0 | 0 | 0 | 0 | 0 | 0 | Yes | Yes |  | 0.012335 | 0.3242% |  | Yes
Refurbishment Scope Change only | Replace AHUs with flat pack units, new dampers on floor by floor basis. On floor air handling: retain AHU's replace VAVs and redesign to include swirl diffusers Replace DHW with unitary el. Units | -10 | -38 | 2029-03-31 | 1100000 | 0 | 0 | 0 | 0 | 0 | 1100000 | 0 | 0 | 0 | 0 | 0 | Yes | Yes |  | 0.012335 | 0.3242% |  | Yes
Refurbishment Scope Change only | Replace AHUs with flat pack units, new dampers on floor by floor basis. On floor air handling: retain AHU's replace VAVs and redesign to include swirl diffusers Replace DHW with unitary el. Units | -10 | -38 | 2030-03-31 | 1100000 | 0 | 0 | 0 | 0 | 0 | 0 | 1100000 | 0 | 0 | 0 | 0 | Yes | Yes |  | 0.012335 | 0.3242% |  | Yes
| Replace CH1 and CH2 with new chiller plant with consideration to heat pumps for heating | -130 | -500 | 2032-03-31 | 1542000 | 0 | 0 | 0 | 0 | 0 | 0 | 0 | 0 | 1542000 | 0 | 0 | Yes | Yes |  | 0.16128 | 3.018% |  | Yes
[6 empty] | 0 | 0 | 0 | 0 | 0 | 0 | 0 | 0 | 0 | 0 | 0
[6 empty] | 0 | 0 | 0 | 0 | 0 | 0 | 0 | 0 | 0 | 0 | 0 |  | Yes |  |  |  |  | Yes | Yes
|  | -860 | -1140 |  | 10893095 | 173896 | 2346400 | 2430800 | 1100000 | 1100000 | 1100000 | 1100000 | 0 | 1542000 | 0 | 0 | 6476895 | 4329900 | 30000 | 0.73495 | 2.244% | 0 | 9177200 | 173000
#NAME?
91.2
[17 empty] | MWh saved in FY13 | 645
[17 empty] | Current Rating: | 5.1823
[17 empty] | Expected Rating at 31/3/2024: | 5.1607
[17 empty] | Expected Rating at 31/3/2025: | 5.175
[17 empty] | Expected Rating at 31/3/2026: | 5.5615
[17 empty] | Expected Rating at 31/3/2027: | 5.6767
[17 empty] | Expected Rating at 31/3/2028: | 5.6856
[17 empty] | Expected Rating at 31/3/2029: | 5.6945
[17 empty] | Expected Rating at 31/3/2030: | 5.7034
[17 empty] | Expected Rating at 31/3/2031: | 5.7122
[17 empty] | Expected Rating at 31/3/2032: | 5.7122
[17 empty] | Expected Rating at 31/3/2033: | 5.828
5.828
0.64566
[38 empty] | Stars | NSW (2000) | VIC (3000) | QLD (4000) | SA (5000) | WA (6000) |  | Stars | NSW (2000) | VIC (3000) | QLD (4000) | SA (5000) | WA (6000) | Stars | Intensity | Unit | base + diff |  | Base | Whole Building
[38 empty] | 6 | 34.795 | 42.145 | 35.585 | 20.915 | 26.98 |  | 6 | 64.76 | 69.5 | 59.815 | 33.69 | 44.87 | 6 | 34.795 | kg/m2 |  |  | 34.795 | 64.76
[25 empty] | PLEASE DO NOT CHANGE ANYTHING IN THE CELLS IN THIS SECTION OF THE CALCULATOR | [12 empty] | 5.5 | 52.1925 | 63.2175 | 53.3775 | 31.3725 | 40.47 |  | 5.5 | 97.14 | 104.25 | 89.7225 | 50.535 | 67.305 | 5.5 | 52.1925 | kg/m2 |  |  | 52.1925 | 97.14 |  |  | Elec (kg/MWh) | Gas (kG/GJ)
[37 empty] | Base Building | 5 | 69.59 | 84.29 | 71.17 | 41.83 | 53.96 | Whole Building | 5 | 129.52 | 139 | 119.63 | 67.38 | 89.74 | 5 | 69.59 | kg/m2 | 69.59 |  | 69.59 | 129.52 |  | ACT | 810 | 51.33 | 2000 |  |  |  |  | Economy Cycle | Identified only | All |  | NLA: | 25698 | m2 | Emissions/m2 | 60.7434
[19 empty] | 245.4143 | Cost/MWh | [17 empty] | 4.5 | 84.92 | 101.75 | 80.29 | 51.46 | 62.39 |  | 4.5 | 158.69 | 166.57 | 142.47 | 84.06 | 105.77 | 4.5 | 84.92 | kg/m2 | 15.33 |  | 84.92 | 158.69 |  | NSW | 810 | 51.33 | 2000 |  | 30.1116 | El - converter | 60.6016 | BMS | Business case written | Summer |  | Current ABGR rating (w'out GP): | 5.2932 | stars | t.CO2 | 1560983.322
[38 empty] | 4 | 100.25 | 120.31 | 89.42 | 61.1 | 70.83 |  | 4 | 187.86 | 194.15 | 165.3 | 100.73 | 121.79 | 4 | 100.25 | kg/m2 | 15.33 |  | 100.25 | 187.86 |  | QLD | 810 | 51.33 | 3000 |  | 475.1678 | Gas - converter | 3.3984 | HVAC | Approved to implement | Winter |  | ABGR Electricity intensity: | 60.6016 | kg/m2 | Electrical emissions | 1478096.1
[38 empty] | 3.5 | 115.57 | 138.88 | 98.54 | 70.74 | 79.26 |  | 3.5 | 217.04 | 221.73 | 188.13 | 117.41 | 137.82 | 3.5 | 115.57 | kg/m2 | 15.32 |  | 115.57 | 217.04 |  | SA | 770 | 51.33 | 4000 |  |  |  |  | Chillers | Rejected, do not persue | Shoulder |  | Current NABERS Water rating: |  | stars | Gas emissions | 82887.222
[38 empty] | 3 | 130.9 | 157.45 | 107.66 | 80.38 | 87.69 |  | 3 | 246.21 | 249.31 | 210.96 | 134.09 | 153.85 | 3 | 130.9 | kg/m2 | 15.33 |  | 130.9 | 246.21 |  | VIC | 980 | 51.33 | 5000 |  | 0.247 |  |  | VSDs | Rejected but reconsider |  |  | Energy performance tracking | Consumption | Unit |  | 60.5014
[38 empty] | 2.5 | 146.23 | 176.01 | 116.79 | 90.02 | 96.12 |  | 2.5 | 275.38 | 276.89 | 233.79 | 150.77 | 169.87 | 2.5 | 146.23 | kg/m2 | 15.33 |  | 146.23 | 275.38 |  | WA | 680 | 51.33 | 6000 |  |  |  |  | Lighting replacement and controls | Complete |  |  | Current Electricity Consumption: | 1824.81 | MWh |  |  | 5.1823
[21 empty] | 1 Market Street | 0.247 | Average Electricity Price ($/kWh): | [14 empty] | 2 | 161.56 | 194.58 | 125.91 | 99.65 | 104.55 |  | 2 | 304.55 | 304.47 | 256.62 | 167.44 | 185.9 | 2 | 161.56 | kg/m2 | 15.33 |  | 161.56 | 304.55 | [9 empty] | Condensor water loop |  |  |  | Current Gas Consumption | 1614.791 | GJ |  | 82887.222
[38 empty] | 1.5 | 176.89 | 213.15 | 135.04 | 109.29 | 112.98 |  | 1.5 | 333.72 | 332.05 | 279.45 | 184.12 | 201.92 | 1.5 | 176.89 | kg/m2 | 15.33 |  | 176.89 | 333.72 | [9 empty] | CO/CO2 sensors |  |  |  | ABGR Gas Intensity | 3.3984
[21 empty] | Rating benefit calulator | [16 empty] | 1 | 192.21 | 231.71 | 144.16 | 118.93 | 121.42 |  | 1 | 362.89 | 359.62 | 302.28 | 200.8 | 217.95 | 1 | 192.21 | kg/m2 | 15.32 |  | 192.21 | 362.89 | [9 empty] | Submetering |  |  |  |  | 64
[39 empty] | NSW | VIC | QLD | SA | WA |  |  | NSW | VIC | QLD | SA | WA | [16 empty] | Cooling Tower
[6 empty] | 2024-06-30 | 2025-06-30 | 2026-06-30 | 2027-06-30 | 2028-06-30 | 2029-06-30 | 2030-06-30 | 2031-06-30 | 2032-06-30 | 2033-06-30 | 2034-06-30 | [5 empty] | Savings | Payback | + stars | kg/m2 | 2024-03-31 | 2025-03-31 | 2026-03-31 | 2027-03-31 | 2028-03-31 | 2029-03-31 | 2030-03-31 | 2031-03-31 | 2032-03-31 | 2033-03-31 | 2034-03-31 | full year saving for business case |  | capex | opex | [14 empty] | 84.92 | Stars | 69.59 | 15.33 | 15.33 | 15.32 | 15.33 | 15.33 | 15.33 | 15.33 | 15.32 |  |  |  |  | Lift | [7 empty] | Base | Whole Building
[6 empty] | -20 | -20 | -20 | -20 | -20 | -20 | -20 | -20 | -20 | -20 | -20 | [6 empty] | #DIV/0! | 0 | 0 | 0 | 0 | 0 | 0 | 0 | 0 | 0 | 0 | 0 | 0 | 0 | 0 | 0 | 0 | 0 | [14 empty] | 84.92 | Current | 64 | [12 empty] | Hot Water
[6 empty] | 0 | 0 | 0 | 0 | 0 | 0 | 0 | 0 | 0 | 0 | 0 | [5 empty] | -4940 | 29.1285 | -0.043327 | -0.6642 | 0 | -0.6642 | -0.6642 | -0.6642 | -0.6642 | -0.6642 | -0.6642 | -0.6642 | -0.6642 | -0.6642 | -0.6642 | -20 | 0 | 143895 | 0 | [14 empty] | 84.92 | 2025-03-31 | 63.5019 | [12 empty] | Renewables | [6 empty] | Stars | NSW | NSW | Stars | (to invert)
[6 empty] | 0 | 0 | -100 | -100 | -100 | -100 | -100 | -100 | -100 | -100 | -100 | [5 empty] | 0 | #DIV/0! | 0 | 0 | 0 | 0 | 0 | 0 | 0 | 0 | 0 | 0 | 0 | 0 | 0 | 0 | 0 | 30000 | 0 | [14 empty] | 84.92 | 2026-03-31 | 50.0519 | [12 empty] | Other | [6 empty] | 1 | 192.21 | 362.89 | 5 | 69.59 | 129.52
[6 empty] | 0 | 0 | -240 | -240 | -240 | -240 | -240 | -240 | -240 | -240 | -240 | [5 empty] | -24700 | 5.7895 | -0.21663 | -3.321 | 0 | 0 | -3.321 | -3.321 | -3.321 | -3.321 | -3.321 | -3.321 | -3.321 | -3.321 | -3.321 | -100 | 0 | 143000 | 0 | [14 empty] | 84.92 | 2027-03-31 | 46.0437 | [19 empty] | 1.5 | 176.89 | 333.72 | 4.5 | 84.92 | 158.69
[6 empty] | 0 | 0 | -80 | -80 | -80 | -80 | -80 | -80 | -80 | -80 | -80 | [5 empty] | -59280 | 1.3681 | -0.51992 | -7.9704 | 0 | 0 | -7.9704 | -7.9704 | -7.9704 | -7.9704 | -7.9704 | -7.9704 | -7.9704 | -7.9704 | -7.9704 | -240 | 0 | 81100 | 0 | [14 empty] | 84.92 | 2028-03-30 | 45.7346 | [19 empty] | 2 | 161.56 | 304.55 | 4 | 100.25 | 187.86
[6 empty] | 0 | 0 | 0 | 0 | 0 | 0 | 0 | 0 | 0 | 0 | 0 | [5 empty] | -19760 | 8.5425 | -0.17331 | -2.6568 | 0 | 0 | -2.6568 | -2.6568 | -2.6568 | -2.6568 | -2.6568 | -2.6568 | -2.6568 | -2.6568 | -2.6568 | -80 | 0 | 168800 | 0 | [14 empty] | 84.92 | 2029-03-30 | 45.4256 | [19 empty] | 2.5 | 146.23 | 275.38 | 3.5 | 115.57 | 217.04
[6 empty] | 0 | 0 | -120 | -120 | -120 | -120 | -120 | -120 | -120 | -120 | -120 | [5 empty] | 0 | #DIV/0! | 0 | 0 | 0 | 0 | 0 | 0 | 0 | 0 | 0 | 0 | 0 | 0 | 0 | 0 | 0 | 56300 | 0 | [14 empty] | 84.92 | 2030-03-30 | 45.1165 | [19 empty] | 3 | 130.9 | 246.21 | 3 | 130.9 | 246.21
[6 empty] | 0 | 0 | 0 | -40 | -40 | -40 | -40 | -40 | -40 | -40 | -40 | [5 empty] | -29640 | 64.0081 | -0.25996 | -3.9852 | 0 | 0 | -3.9852 | -3.9852 | -3.9852 | -3.9852 | -3.9852 | -3.9852 | -3.9852 | -3.9852 | -3.9852 | -120 | 0 | 1897200 | 0 | [14 empty] | 84.92 | 2031-03-30 | 44.8074 | [19 empty] | 3.5 | 115.57 | 217.04 | 2.5 | 146.23 | 275.38
[6 empty] | 0 | 0 | 0 | -15 | -15 | -15 | -15 | -15 | -15 | -15 | -15 | [5 empty] | -9880 | 68.3603 | -0.14843 | -2.2754 | 0 | 0 | 0 | -2.2754 | -2.2754 | -2.2754 | -2.2754 | -2.2754 | -2.2754 | -2.2754 | -2.2754 | -40 | -450 | 675400 | 0 | [14 empty] | 84.92 | 2032-03-29 | 44.8074 | [19 empty] | 4 | 100.25 | 187.86 | 2 | 161.56 | 304.55
[6 empty] | 0 | 0 | 0 | -10 | -10 | -10 | -10 | -10 | -10 | -10 | -10 | [5 empty] | -3705 | 45.587 | -0.032495 | -0.49815 | 0 | 0 | 0 | -0.49815 | -0.49815 | -0.49815 | -0.49815 | -0.49815 | -0.49815 | -0.49815 | -0.49815 | -15 | 0 | 168900 | 0 | [14 empty] | 84.92 | 2033-03-29 | 40.7803 | [19 empty] | 4.5 | 84.92 | 158.69 | 1.5 | 176.89 | 333.72
[6 empty] | 0 | 0 | 0 | -15 | -15 | -15 | -15 | -15 | -15 | -15 | -15 | [5 empty] | -2470 | 20.5263 | -0.021663 | -0.3321 | 0 | 0 | 0 | -0.3321 | -0.3321 | -0.3321 | -0.3321 | -0.3321 | -0.3321 | -0.3321 | -0.3321 | -10 | 0 | 50700 | 0 | [36 empty] | 5 | 69.59 | 129.52 | 1 | 192.21 | 362.89
[6 empty] | 0 | 0 | 0 | -40 | -40 | -40 | -40 | -40 | -40 | -40 | -40 | [5 empty] | -3705 | 22.78 | -0.032495 | -0.49815 | 0 | 0 | 0 | -0.49815 | -0.49815 | -0.49815 | -0.49815 | -0.49815 | -0.49815 | -0.49815 | -0.49815 | -15 | 0 | 84400 | 0
[6 empty] | 0 | 0 | 0 | -10 | -10 | -10 | -10 | -10 | -10 | -10 | -10 | [5 empty] | -9880 | 8.5425 | -0.086653 | -1.3284 | 0 | 0 | 0 | -1.3284 | -1.3284 | -1.3284 | -1.3284 | -1.3284 | -1.3284 | -1.3284 | -1.3284 | -40 | 0 | 84400 | 0
[6 empty] | 0 | 0 | 0 | 0 | -10 | -10 | -10 | -10 | -10 | -10 | -10 | [5 empty] | -2470 | 553.4413 | -0.02688 | -0.41207 | 0 | 0 | 0 | -0.41207 | -0.41207 | -0.41207 | -0.41207 | -0.41207 | -0.41207 | -0.41207 | -0.41207 | -10 | -38 | 1367000 | 0
[6 empty] | 0 | 0 | 0 | 0 | -10 | -10 | -10 | -10 | -10 | -10 | -10 | [5 empty] | -2470 | 445.3441 | -0.02688 | -0.41207 | 0 | 0 | 0 | 0 | -0.41207 | -0.41207 | -0.41207 | -0.41207 | -0.41207 | -0.41207 | -0.41207 | -10 | -38 | 1100000 | 0
[6 empty] | 0 | 0 | 0 | 0 | 0 | 0 | -10 | -10 | -10 | -10 | -10 | [5 empty] | -2470 | 445.3441 | -0.02688 | -0.41207 | 0 | 0 | 0 | 0 | 0 | -0.41207 | -0.41207 | -0.41207 | -0.41207 | -0.41207 | -0.41207 | -10 | -38 | 1100000 | 0
[6 empty] | 0 | 0 | 0 | 0 | 0 | 0 | 0 | -10 | -10 | -10 | -10 | [5 empty] | -2470 | 445.3441 | -0.02688 | -0.41207 | 0 | 0 | 0 | 0 | 0 | 0 | -0.41207 | -0.41207 | -0.41207 | -0.41207 | -0.41207 | -10 | -38 | 1100000 | 0
[6 empty] | 0 | 0 | 0 | 0 | 0 | 0 | 0 | 0 | -130 | -130 | -130 | [5 empty] | -2470 | 445.3441 | -0.02688 | -0.41207 | 0 | 0 | 0 | 0 | 0 | 0 | 0 | -0.41207 | -0.41207 | -0.41207 | -0.41207 | -10 | -38 | 1100000 | 0
[6 empty] | 0 | 0 | 0 | 0 | 0 | 0 | 0 | 0 | 0 | 0 | 0 | [5 empty] | -32110 | 48.0224 | -0.35026 | -5.3695 | 0 | 0 | 0 | 0 | 0 | 0 | 0 | 0 | 0 | -5.3695 | -5.3695 | -130 | -500 | 1542000 | 0
[6 empty] | 0 | 0 | 0 | 0 | 0 | 0 | 0 | 0 | 0 | 0 | 0 | [5 empty] | 0 | #DIV/0! | 0 | 0 | 0 | 0 | 0 | 0 | 0 | 0 | 0 | 0 | 0 | 0 | 0 | 0 | 0 | 0 | 0
[6 empty] | 0 | 0 | 0 | 0 | 0 | 0 | 0 | 0 | 0 | 0 | 0 | [5 empty] | 0 | #DIV/0! | 0 | 0 | 0 | 0 | 0 | 0 | 0 | 0 | 0 | 0 | 0 | 0 | 0 | 0 | 0 | 0 | 0
[6 empty] | 0 | 0 | 0 | 0 | 0 | 0 | 0 | 0 | 0 | 0 | 0 | [5 empty] | 0 | #DIV/0! | 0 | 0 | 0 | 0 | 0 | 0 | 0 | 0 | 0 | 0 | 0 | 0 | 0 | 0 | 0 | 0 | 0
[6 empty] | 0 | 0 | 0 | 0 | 0 | 0 | 0 | 0 | 0 | 0 | 0 | [5 empty] | 0 | #DIV/0! | 0 | 0 | 0 | 0 | 0 | 0 | 0 | 0 | 0 | 0 | 0 | 0 | 0 | 0 | 0 | 0 | 0
[6 empty] | 0 | 0 | 0 | 0 | 0 | 0 | 0 | 0 | 0 | 0 | 0 | [5 empty] | 0 | #DIV/0! | 0 | 0 | 0 | 0 | 0 | 0 | 0 | 0 | 0 | 0 | 0 | 0 | 0 | 0 | 0 | 0 | 0
[6 empty] | 0 | 0 | 0 | 0 | 0 | 0 | 0 | 0 | 0 | 0 | 0 | [5 empty] | 0 | #DIV/0! | 0 | 0 | 0 | 0 | 0 | 0 | 0 | 0 | 0 | 0 | 0 | 0 | 0 | 0 | 0 | 0 | 0
[6 empty] | 0 | 0 | 0 | 0 | 0 | 0 | 0 | 0 | 0 | 0 | 0 | [5 empty] | 0 | #DIV/0! | 0 | 0 | 0 | 0 | 0 | 0 | 0 | 0 | 0 | 0 | 0 | 0 | 0 | 0 | 0 | 0 | 0
[6 empty] | 0 | 0 | 0 | 0 | 0 | 0 | 0 | 0 | 0 | 0 | 0 | [5 empty] | 0 | #DIV/0! | 0 | 0 | 0 | 0 | 0 | 0 | 0 | 0 | 0 | 0 | 0 | 0 | 0 | 0 | 0 | 0 | 0
[6 empty] | 0 | 0 | 0 | 0 | 0 | 0 | 0 | 0 | 0 | 0 | 0 | [5 empty] | 0 | #DIV/0! | 0 | 0 | 0 | 0 | 0 | 0 | 0 | 0 | 0 | 0 | 0 | 0 | 0 | 0 | 0 | 0 | 0
[6 empty] | 0 | 0 | 0 | 0 | 0 | 0 | 0 | 0 | 0 | 0 | 0 | [5 empty] | 0 | #DIV/0! | 0 | 0 | 0 | 0 | 0 | 0 | 0 | 0 | 0 | 0 | 0 | 0 | 0 | 0 | 0 | 0 | 0
[6 empty] | 0 | 0 | 0 | 0 | 0 | 0 | 0 | 0 | 0 | 0 | 0 | [5 empty] | 0 | #DIV/0! | 0 | 0 | 0 | 0 | 0 | 0 | 0 | 0 | 0 | 0 | 0 | 0 | 0 | 0 | 0 | 0 | 0
[6 empty] | 0 | 0 | 0 | 0 | 0 | 0 | 0 | 0 | 0 | 0 | 0 | [5 empty] | 0 | #DIV/0! | 0 | 0 | 0 | 0 | 0 | 0 | 0 | 0 | 0 | 0 | 0 | 0 | 0 | 0 | 0 | 0 | 0
[6 empty] | 0 | 0 | 0 | 0 | 0 | 0 | 0 | 0 | 0 | 0 | 0 | [5 empty] | 0 | #DIV/0! | 0 | 0 | 0 | 0 | 0 | 0 | 0 | 0 | 0 | 0 | 0 | 0 | 0 | 0 | 0 | 0 | 0
[6 empty] | 0 | 0 | 0 | 0 | 0 | 0 | 0 | 0 | 0 | 0 | 0 | [5 empty] | 0 | #DIV/0! | 0 | 0 | 0 | 0 | 0 | 0 | 0 | 0 | 0 | 0 | 0 | 0 | 0 | 0 | 0 | 0 | 0
[6 empty] | 0 | 0 | 0 | 0 | 0 | 0 | 0 | 0 | 0 | 0 | 0 | [5 empty] | 0 | #DIV/0! | 0 | 0 | 0 | 0 | 0 | 0 | 0 | 0 | 0 | 0 | 0 | 0 | 0 | 0 | 0 | 0 | 0
[6 empty] | 0 | 0 | 0 | 0 | 0 | 0 | 0 | 0 | 0 | 0 | 0 | [5 empty] | 0 | #DIV/0! | 0 | 0 | 0 | 0 | 0 | 0 | 0 | 0 | 0 | 0 | 0 | 0 | 0 | 0 | 0 | 0 | 0
[6 empty] | 0 | 0 | 0 | 0 | 0 | 0 | 0 | 0 | 0 | 0 | 0 | [5 empty] | 0 | #DIV/0! | 0 | 0 | 0 | 0 | 0 | 0 | 0 | 0 | 0 | 0 | 0 | 0 | 0 | 0 | 0 | 0 | 0
[6 empty] | 0 | 0 | 0 | 0 | 0 | 0 | 0 | 0 | 0 | 0 | 0 | [5 empty] | 0 | #DIV/0! | 0 | 0 | 0 | 0 | 0 | 0 | 0 | 0 | 0 | 0 | 0 | 0 | 0 | 0 | 0 | 0 | 0
[6 empty] | 0 | 0 | 0 | 0 | 0 | 0 | 0 | 0 | 0 | 0 | 0 | [5 empty] | 0 | #DIV/0! | 0 | 0 | 0 | 0 | 0 | 0 | 0 | 0 | 0 | 0 | 0 | 0 | 0 | 0 | 0 | 0 | 0
[6 empty] | 0 | 0 | 0 | 0 | 0 | 0 | 0 | 0 | 0 | 0 | 0 | [5 empty] | 0 | #DIV/0! | 0 | 0 | 0 | 0 | 0 | 0 | 0 | 0 | 0 | 0 | 0 | 0 | 0 | 0 | 0 | 0 | 0
[6 empty] | 0 | 0 | 0 | 0 | 0 | 0 | 0 | 0 | 0 | 0 | 0 | [5 empty] | 0 | #DIV/0! | 0 | 0 | 0 | 0 | 0 | 0 | 0 | 0 | 0 | 0 | 0 | 0 | 0 | 0 | 0 | 0 | 0
[6 empty] | 0 | 0 | 0 | 0 | 0 | 0 | 0 | 0 | 0 | 0 | 0 | [5 empty] | 0 | #DIV/0! | 0 | 0 | 0 | 0 | 0 | 0 | 0 | 0 | 0 | 0 | 0 | 0 | 0 | 0 | 0 | 0 | 0
[6 empty] | 0 | 0 | 0 | 0 | 0 | 0 | 0 | 0 | 0 | 0 | 0 | [5 empty] | 0 | #DIV/0! | 0 | 0 | 0 | 0 | 0 | 0 | 0 | 0 | 0 | 0 | 0 | 0 | 0 | 0 | 0 | 0 | 0
[6 empty] | 0 | 0 | 0 | 0 | 0 | 0 | 0 | 0 | 0 | 0 | 0 | [5 empty] | 0 | #DIV/0! | 0 | 0 | 0 | 0 | 0 | 0 | 0 | 0 | 0 | 0 | 0 | 0 | 0 | 0 | 0 | 0 | 0
[22 empty] | 0 | #DIV/0! | 0 | 0 | 0 | 0 | 0 | 0 | 0 | 0 | 0 | 0 | 0 | 0 | 0 | 0 | 0 | 0 | 0
[22 empty] | 0 | #DIV/0! | 0 | 0 | 0 | 0 | 0 | 0 | 0 | 0 | 0 | 0 | 0 | 0 | 0 | 0 | 0 | 0 | 0
[24 empty] | 0 | 0 | 0 | 0 | 0 | 0 | 0 | 0 | 0 | 0 | 0 | 0 | 0 | 0 | 0 | 0 | 0
[24 empty] | 0 | 0 | 0 | 0 | 0 | 0 | 0 | 0 | 0 | 0 | 0 | 0 | 0 | 0 | 0 | 0 | 0
[5 empty] | Electricity savings | -20 | -20 | -560 | -690 | -710 | -710 | -720 | -730 | -860 | -860 | -860 | [6 empty] | #DIV/0! | TOTAL |  | 0 | -0.49815 | -13.9481 | -17.9563 | -18.2654 | -18.5744 | -18.8835 | -19.1926 | -19.1926 | -23.2197 | -23.2197 | -645 | -855 | 10893095 | 0
[24 empty] | FY Performance | 64 | 64 | 63.5019 | 50.0519 | 46.0437 | 45.7346 | 45.4256 | 45.1165 | 44.8074 | 44.8074 | 40.7803 | 40.7803 |  |  | 0
[24 empty] | Star Rating | 5.1607 | 5.1607 | 5.175 | 5.5615 | 5.6767 | 5.6856 | 5.6945 | 5.7034 | 5.7122 | 5.7122 | 5.828 | 5.828
[6 empty] | 0 | 0 | 0 | 0 | 0 | 0 | 0 | 0 | 0 | 0 | 0
[6 empty] | 0 | 0 | 0 | 0 | 0 | 0 | 0 | 0 | 0 | 0 | 0
[6 empty] | 0 | 0 | 0 | 0 | 0 | 0 | 0 | 0 | 0 | 0 | 0
[6 empty] | 0 | 0 | 0 | 0 | 0 | 0 | 0 | 0 | 0 | 0 | 0
[6 empty] | 0 | 0 | 0 | 0 | 0 | 0 | 0 | 0 | 0 | 0 | 0
[6 empty] | 0 | 0 | 0 | 0 | 0 | 0 | 0 | 0 | 0 | 0 | 0 | [9 empty] | 10893095 | 0
[6 empty] | 0 | 0 | 0 | 0 | 0 | 0 | 0 | 0 | 0 | 0 | 0 | [9 empty] | 14705678.25 | 0
[6 empty] | 0 | 0 | 0 | -450 | -450 | -450 | -450 | -450 | -450 | -450 | -450
[6 empty] | 0 | 0 | 0 | 0 | 0 | 0 | 0 | 0 | 0 | 0 | 0
[6 empty] | 0 | 0 | 0 | 0 | 0 | 0 | 0 | 0 | 0 | 0 | 0
[6 empty] | 0 | 0 | 0 | 0 | 0 | 0 | 0 | 0 | 0 | 0 | 0
[6 empty] | 0 | 0 | 0 | 0 | 0 | 0 | 0 | 0 | 0 | 0 | 0
[6 empty] | 0 | 0 | 0 | -38 | -38 | -38 | -38 | -38 | -38 | -38 | -38
[6 empty] | 0 | 0 | 0 | 0 | -38 | -38 | -38 | -38 | -38 | -38 | -38
[6 empty] | 0 | 0 | 0 | 0 | 0 | -38 | -38 | -38 | -38 | -38 | -38
[6 empty] | 0 | 0 | 0 | 0 | 0 | 0 | -38 | -38 | -38 | -38 | -38
[6 empty] | 0 | 0 | 0 | 0 | 0 | 0 | 0 | -38 | -38 | -38 | -38
[6 empty] | 0 | 0 | 0 | 0 | 0 | 0 | 0 | 0 | 0 | -500 | -500
[6 empty] | 0 | 0 | 0 | 0 | 0 | 0 | 0 | 0 | 0 | 0 | 0
[6 empty] | 0 | 0 | 0 | 0 | 0 | 0 | 0 | 0 | 0 | 0 | 0
[6 empty] | 0 | 0 | 0 | 0 | 0 | 0 | 0 | 0 | 0 | 0 | 0
[6 empty] | 0 | 0 | 0 | 0 | 0 | 0 | 0 | 0 | 0 | 0 | 0
[6 empty] | 0 | 0 | 0 | 0 | 0 | 0 | 0 | 0 | 0 | 0 | 0
[6 empty] | 0 | 0 | 0 | 0 | 0 | 0 | 0 | 0 | 0 | 0 | 0
[6 empty] | 0 | 0 | 0 | 0 | 0 | 0 | 0 | 0 | 0 | 0 | 0
[6 empty] | 0 | 0 | 0 | 0 | 0 | 0 | 0 | 0 | 0 | 0 | 0
[6 empty] | 0 | 0 | 0 | 0 | 0 | 0 | 0 | 0 | 0 | 0 | 0
[6 empty] | 0 | 0 | 0 | 0 | 0 | 0 | 0 | 0 | 0 | 0 | 0
[6 empty] | 0 | 0 | 0 | 0 | 0 | 0 | 0 | 0 | 0 | 0 | 0
[6 empty] | 0 | 0 | 0 | 0 | 0 | 0 | 0 | 0 | 0 | 0 | 0
[6 empty] | 0 | 0 | 0 | 0 | 0 | 0 | 0 | 0 | 0 | 0 | 0
[6 empty] | 0 | 0 | 0 | 0 | 0 | 0 | 0 | 0 | 0 | 0 | 0
[6 empty] | 0 | 0 | 0 | 0 | 0 | 0 | 0 | 0 | 0 | 0 | 0
[6 empty] | 0 | 0 | 0 | 0 | 0 | 0 | 0 | 0 | 0 | 0 | 0
[6 empty] | 0 | 0 | 0 | 0 | 0 | 0 | 0 | 0 | 0 | 0 | 0
[6 empty] | 0 | 0 | 0 | 0 | 0 | 0 | 0 | 0 | 0 | 0 | 0
[6 empty] | 0 | 0 | 0 | 0 | 0 | 0 | 0 | 0 | 0 | 0 | 0
[6 empty] | 0 | 0 | 0 | 0 | 0 | 0 | 0 | 0 | 0 | 0 | 0
[6 empty] | 0 | 0 | 0 | 0 | 0 | 0 | 0 | 0 | 0 | 0 | 0
[6 empty] | 0 | 0 | 0 | 0 | 0 | 0 | 0 | 0 | 0 | 0 | 0
[6 empty] | 0 | 0 | 0 | 0 | 0 | 0 | 0 | 0 | 0 | 0 | 0
[6 empty] | 0 | 0 | 0 | 0 | 0 | 0 | 0 | 0 | 0 | 0 | 0
[6 empty] | 0 | 0 | 0 | 0 | 0 | 0 | 0 | 0 | 0 | 0 | 0
[6 empty] | 0 | 0 | 0 | 0 | 0 | 0 | 0 | 0 | 0 | 0 | 0
[6 empty] | 0 | 0 | 0 | 0 | 0 | 0 | 0 | 0 | 0 | 0 | 0
[6 empty] | 0 | 0 | 0 | 0 | 0 | 0 | 0 | 0 | 0 | 0 | 0
[5 empty] | Gas Savings | 0 | 0 | 0 | -488 | -526 | -564 | -602 | -640 | -640 | -1140 | -1140
[5 empty] | Current | 2024-06-30 | 2025-06-30 | 2026-06-30 | 2027-06-30 | 2028-06-30 | 2029-06-30 | 2030-06-30 | 2031-06-30 | 2032-06-30 | 2033-06-30 | 2034-06-30
|  |  |  | NABERS | 5.1607 | 5.1607 | 5.175 | 5.5615 | 5.6767 | 5.6856 | 5.6945 | 5.7034 | 5.7122 | 5.7122 | 5.828 | 5.828
0.64566
#REF!
0
0
0
0
0
0
Formulas:
Base = [Base, row above]+365
Note on B81: [Threaded comment] Your version of Excel allows you to read this threaded comment; however, any edits to it will get removed if the file is opened in a newer version of Excel. Learn more: https://go.microsoft.com/fwlink/?linkid=870924 Comment: Allowance includes All consulting costs, plus 20% of trade costs. Note: Flat Pack Units need to accommodate heat pump temperature water (lower)
Note on B82: [Threaded comment] Your version of Excel allows you to read this threaded comment; however, any edits to it will get removed if the file is opened in a newer version of Excel. Learn more: https://go.microsoft.com/fwlink/?linkid=870924 Comment: Allowance includes All consulting costs, plus 20% of trade costs. Note: Flat Pack Units need to accommodate heat pump temperature water (lower)
Note on B83: [Threaded comment] Your version of Excel allows you to read this threaded comment; however, any edits to it will get removed if the file is opened in a newer version of Excel. Learn more: https://go.microsoft.com/fwlink/?linkid=870924 Comment: Allowance includes All consulting costs, plus 20% of trade costs. Note: Flat Pack Units need to accommodate heat pump temperature water (lower)
Note on B84: [Threaded comment] Your version of Excel allows you to read this threaded comment; however, any edits to it will get removed if the file is opened in a newer version of Excel. Learn more: https://go.microsoft.com/fwlink/?linkid=870924 Comment: Allowance includes All consulting costs, plus 20% of trade costs. Note: Flat Pack Units need to accommodate heat pump temperature water (lower)
Note on B85: [Threaded comment] Your version of Excel allows you to read this threaded comment; however, any edits to it will get removed if the file is opened in a newer version of Excel. Learn more: https://go.microsoft.com/fwlink/?linkid=870924 Comment: Allowance includes All consulting costs, plus 20% of trade costs. Note: Flat Pack Units need to accommodate heat pump temperature water (lower)
Note on B86: [Threaded comment] Your version of Excel allows you to read this threaded comment; however, any edits to it will get removed if the file is opened in a newer version of Excel. Learn more: https://go.microsoft.com/fwlink/?linkid=870924 Comment: Once this is complete will there be any gas consumption on site? Reply: @Shaun Condon, can we add to this project that 'HHW boilers to be decommissioned'? TOG reports didn't specifically say this, but my understanding is that this is the intent. After this, there will only be gas for retail cooking that we need to remove (if not already done by this point). Reply: @Rebecca Fitzgerald Yes I think so. I was just trying to keep text succinct
Note on C86: [Threaded comment] Your version of Excel allows you to read this threaded comment; however, any edits to it will get removed if the file is opened in a newer version of Excel. Learn more: https://go.microsoft.com/fwlink/?linkid=870924 Comment: @Shaun Condon, let's check with Peter that this change in electricity consumption has taken into account that the chillers / heat pumps will be used in winter for space heating.

## All_Projects
Property | Job Number | Job Description | Predicted Reduction (MWh) | Predicted Reduction (GJ) | Estimated completion date | Total Expected Cost ($)
p2001 | IO-11898 | Upgrade carpark lighting to LED + PIR control | -20 |  | 2024-03-31 | 143895
p2001 | NEW | Add gate metering to unmetered rise | 0 |  | 2024-03-31 | 30000
p2001 | IO-11899 | Bueno - Add sub-metering Add further HLI points and algorithms | -100 |  | 2025-03-31 | 143000
p2001 | IO-11907 | Rehash VAV target flow rates and recalibrate VAVs | -240 |  | 2025-03-31 | 81100
p2001 | IO-11907 | Upgrade EDH controls to SSR replace pitots to coincide with BMS upgrade | -80 |  | 2025-03-31 | 168800
p2001 | IO-11907 | Replace pitots to coincide with BMS upgrade | 0 |  | 2025-03-31 | 56300
p2001 | IO-11907 | Upgrade BMS, Replace AHUs CHW/HW valves, new VAV I/O controllers, new F/O backbone | -120 |  | 2025-03-31 | 1897200
p2001 | IO-11361 | Replace CH-3 with 4 pipe heat recovery heat pump chiller | -40 | -450 | 2026-03-31 | 675400
p2001 | IO-11360 | Refurbish cooling towers | -15 |  | 2026-03-31 | 168900
p2001 | IO-11360/1 | Replace TCW pumps with more efficient | -10 |  | 2026-03-31 | 50700
p2001 | IO-11360/1 | Decouple HW pumping system to allow heat pump to take over past morning warm up | -15 |  | 2026-03-31 | 84400
p2001 | IO-11360/1 | Upgrade HLI and or VSD interfaces to analytics algorithms | -40 |  | 2026-03-31 | 84400
p2001 | Refurbishment Scope Change only | Replace AHUs with flat pack units, new dampers on floor by floor basis. On floor air handling: retain AHU's replace VAVs and redesign to include swirl diffusers Replace DHW with unitary el. Units | -10 | -38 | 2026-03-31 | 1367000
p2001 | Refurbishment Scope Change only | Replace AHUs with flat pack units, new dampers on floor by floor basis. On floor air handling: retain AHU's replace VAVs and redesign to include swirl diffusers Replace DHW with unitary el. Units | -10 | -38 | 2027-03-31 | 1100000
p2001 | Refurbishment Scope Change only | Replace AHUs with flat pack units, new dampers on floor by floor basis. On floor air handling: retain AHU's replace VAVs and redesign to include swirl diffusers Replace DHW with unitary el. Units | -10 | -38 | 2028-03-31 | 1100000
p2001 | Refurbishment Scope Change only | Replace AHUs with flat pack units, new dampers on floor by floor basis. On floor air handling: retain AHU's replace VAVs and redesign to include swirl diffusers Replace DHW with unitary el. Units | -10 | -38 | 2029-03-31 | 1100000
p2001 | Refurbishment Scope Change only | Replace AHUs with flat pack units, new dampers on floor by floor basis. On floor air handling: retain AHU's replace VAVs and redesign to include swirl diffusers Replace DHW with unitary el. Units | -10 | -38 | 2030-03-31 | 1100000
p2001 | NEW | Replace CH1 and CH2 with new chiller plant with consideration to heat pumps for heating | -130 | -500 | 2032-03-31 | 1542000
p3001 | MRI_P3001_ADDITIONAL ELECTRICAL SUB-METERS | ADDITIONAL ELECTRICAL SUB-METERS | 0 |  | 2025-03-31 | 85000
p3001 | MRI_P3001_B2 GENERATOR HEX | B2 GENERATOR HEX |  |  | 2027-03-31 | 250000
p3001 | MRI_P3001_BOILER REPLACEMENT 5-1 | BOILER REPLACEMENT 5-1 |  |  | 2026-03-31 | 650000
p3001 | MRI_P3001_BOILER REPLACEMENT 51-1 | BOILER REPLACEMENT 51-1 |  |  | 2028-03-31 | 650000
p3001 | MRI_P3001_ENERGY VALVE TO CCW COILS IN AHUS | ENERGY VALVE TO CCW COILS IN AHUS |  |  | 2026-03-31 | 237500
p3001 | MRI_P3001_LEVEL 52 CHW/CCW HEX |  |  |  | 2026-03-31 | 300000
p3001 | MRI_P3001_NEW POWER FACTOR CORRECTION UNIT |  |  |  | 2027-03-31 | 632500
p2006 | MRI_P2006_CHILLER REPLACEMENT | Replace entire chiller boiler + boiler plant with: 2x h/eff HFO w/cooled chillers (2x 1.8 MW); 1x heat recovery 4-pipe heat pump (0.9 MW); 1x r/cycle remote condenser heat pump (0.9 MW); new pumps; add high-temp CHW HEX | -320 | -1100 | 2030-03-31 | 3680000
p2006 | MRI_P2006_COOLING TOWERS | refurbish towers, remove 1x, adjust placement & pipe to create room for h/pumps; new pumps | -90 | -160 | 2028-03-31 | 736000
p2006 | MRI_P2006_BOILERS | Boiler - replace with unitary el.units | 30 | -150 | 2028-03-31 | 600000
p2006 | MRI_P2006_CHILLER REPLACEMENT | Upgrade mechanical switchboards to accommodate all changes | 0 |  | 2030-03-31 | 207000
p2006 | MRI_P2006_CHILLER REPLACEMENT | BMS - modify for new cooling / heating plant; on floor costs incl. above; | -180 |  | 2030-03-31 | 276000
p2006 | MRI_P2006_CHILLER REPLACEMENT | Adjust metering for new plant | 0 |  | 2030-03-31 | 161000
p2006 | IO-14267 | Upgrade lighting to loading dock | -20 |  | 2024-03-31 | 117000
p2006 | MRI_P2006_INSTALL CO2 CONTROLS FOR AHU'S | Install CO2 controllers for AHUs | -75 |  | 2025-03-31 | 119460
p2006 | MRI_P2006_INSTALL HEAT EXCHANGERS | Install heat exhangers | -75 |  | 2024-03-31 | 214934
p2006 | NEW | On-floor air-delivery modifications undertaken when tenancy floors become vacant. Any additional requirements to be scoped into LL works allowances | -200 |  | 2032-03-31 | 3500000
p2006 | NEW | New secondary CHW and new large HW risers | 0
p2032 | BUD_P2032_BASE BUILDING COOLING TOWERS 1 TO 4 + MECH BOARD | Replace or refurbish Cooling Towers 1-4, Main CW pumps, and L30 mechanical switchboard | -25 |  | 2027-03-31 | 1484359
p2032 | MRI_P2032_TENANT COOLING TOWER 1-2 UPGRADE | Replace tenant Cooling Towers 1 and 2 and CW pumps | -25 |  | 2027-03-31 | 985600
p2032 | BUD_P2032_NEW LOW-LOAD HEAT RECOVERY CHILLER | Add 4 pipe air-cooled heat recovery chiller L30, and CHW pipe to L16, Replace HVAC boilers 1 and 2 and HW pumps, | -20 | -420 | 2027-03-31 | 878400
p2032 | MRI_P2032_DAMPER OUTSIDE AIR REPLACMENT | Upgrade and replace OA dampers | -40 |  | 2027-03-31 | 117100
p2032 | MRI_P2032_DOMESTIC WATER SYSTEN UPGRADE | Replace DHW boiler with new electric units | 20 | -60 | 2030-03-31 | 466100
p2032 | MRI_P2032_TENANT COOLING TOWER | Replace podium Cooling Towers 1 & 2 |  |  | 2032-03-31 | 484900
p2032 | MRI_P2032_VSD UPGRADE HLI AND OR VSD INTERFACES | VSDs - Upgrade HLI and/or VSD interfaces to enable analytics | -80 |  | 2028-03-31 | 155100
p2032 | MRI_P2032_REPLACE VALVES, FCU, CONTROLLERS & OTHER HARDWARE | Replace selected valves, FCU controllers and other hardware | -40 |  | 2028-03-31 | 209100
p2032 | MRI_P2032_MAIN SWITCH BOARD | All Tenant Consumption Data (within Main Switch Board upgrade) | 0 |  | 2025-03-31 | 25000
p2056 | IO-45621 | Add 4-pipe air cooled heat recovery chiller | 30 | -209 | 2024-03-31 | 552000
p2056 | IO-45621 | adjust metering post-trigen | 0 | 0 | 2024-03-31 | 46000
p2056 | BUD_P2056_BMCS UPGRADE | Replace BMS with new open-source BMS inc VAVs | -60 |  | 2026-03-31 | 1518000
p2056 | NEW | Replace gas boiler with new unitary electric units | 20 | -78 | 2030-03-31 | 388000
p2056 | BUD_P2056_LIGHTING - COMMON AREA | Lighting - Upgrade to LED & PIR sensor control | -40 |  | 2027-03-31 | 409200
p2047 | IO-45584 | Metering rehash for gym, retail area splits, and office floor rectifications | -80 |  | 2023-03-31 | 126100
p2047 | MRI_P2047_COOLING TOWER FAN MOTOR REPLACEMENT | Cooling tower replacement |  |  | 2025-03-31
p2047 | MRI_P2047_BMCS UPDATE PROJECT | Replace BMS inc controllers & Backbone | -200 |  | 2026-03-31 | 1491000
p2047 | MRI_P2047_BMCS UPDATE PROJECT | New Fibre-optic Backbone | 0 |  | 2026-03-31
p2047 | MRI_P2047_CENTRE CHILLER OVERHAUL INCLUDING CONDENSOR REFURB | Chiller overhaul - life cycle support | 0 |  | 2029-03-31
p2047 | MRI_P2047_NEW HEAT PUMP CHILLER | Add 4-pipe air cooled heat recovery chillers or split heat pump connected to office loops only | -40 | -450 | 2030-03-31 | 2316000
p2047 | MRI_P2047_DOMESTIC GAS WATER SYSTEM REPLACE WITH UNITARY EL. UNITS | DOMESTIC GAS WATER SYSTEM REPLACE WITH UNITARY EL. UNITS | 20 | -140 | 2031-03-31 | 2300000
p2047 | MRI_P2047_OUTSIDE AIR DAMPERS | Replace O/A dampers | -30 |  | 2032-03-31 | 78000
p2047 | MRI_P2047_REPLACE FAN COIL UNITS AND PAC UNITS BACK OF HOUSE | Replace FCUs and PACs BOH (11 units) | -25 |  | 2032-03-31 | 180000
p2028 | NEW | Add additional meters | 0 |  | 2023-03-31 | 70400
p2028 | MRI-2988 | Add further points (HLIs) and algorithms | -40 |  | 2025-03-31 | 39000
p2028 | NEW | Gate metering to pick up all tenancies | 0 |  | 2024-03-31 | 29940
p2028 | IO-13172 | HW Pumps - Replace with decoupled system, add HW heat injection, new s/board | -30 |  | 2025-03-31 | 234000
p2028 | IO-13172 | Chillers - replace with new h/eff machines | -180 |  | 2025-03-31 | 936000
p2028 | IO-13172 | HP - Install 2x 4-pipe heat recovery heat pumps | -50 | -360 | 2025-03-31 | 1118000
p2028 | IO-13172 | Install 4-pipe heat recovery heat pump and HW pipework to FCU's | -80 |  | 2025-03-31 | 520000
p2028 | IO-13172 | Replace Towers 1-4 | -25 |  | 2025-03-31 | 845000
p2028 | IO-13172 | Replace Towers 1-2 | -30 |  | 2025-03-31 | 460000
p2028 | MRI_P2028_AHU COIL & DAMPER REPLACEMENT | Refurbish, partial upgrade - Coils | -50 |  | 2030-03-31 | 52000
p2028 | MRI_P2028_AHU COIL & DAMPER REPLACEMENT | Upgrade/Replace OA dampers | -20 |  | 2030-03-31 | 65000
p2028 | MRI_P2028_AHU COIL & DAMPER REPLACEMENT | CHW/HW - add balancing valves and new control valves to AHUs | -20 |  | 2030-03-31 | 117000
p2028 | IO-12602 | Perimeter VAVs - Ongoing program to replace VAVs and blocked HW coils and control valves during fitouts (25% complete) | -40 |  | 2025-03-31 | 1040000
p2028 | NEW | Replace L4 Pacs | -15 |  | 2027-03-31 | 234000
p2028 | NEW | Replace remaining FCUs; add HW coils to GBB | -10 |  | 2027-03-31 | 585000
p2028 | MRI_P2028_VSD UPGRADE | VSDs - Upgrade HLI and/or VSD interfaces to enable sophisticated analytical algorithms | -30 |  | 2024-03-31 | 156000
p2028 | NEW | DOMESTIC HOT WATER - Replace boiler with flr-by-flr units. | 60 | -400 | 2030-03-31 | 390000
p2028 | NEW | Upgrade solar blinds on N and W facades | -240 |  | 2032-03-31 | 1456000
p2028 | NEW | Add additional heat pumps onto L8 roof, include interconnecting pipework and combine with AHU coil upgrade | 40 | -360 | 2032-03-31 | 805000
p2028 | NEW | Upgrade AHUs new fans, coils add HW coils, refubish casings | -180 |  | 2032-03-31 | 1454000
p2028 | NEW | Add PV array and battery stack | -130 |  | 2032-03-31 | 396000
p2028 | NEW | BMS replace and upgrade | -160 |  | 2031-03-31 | 1380000
p2028 | NEW | Lifts - regenerative drive and control upgrade | -90 |  | 2031-03-31 | 1265000
p2050 | NEW | upgrade to F7 scope with bushfire & viruses | 0 |  | 2023-03-31 | 31200
p2050 | NEW | DHW - replace with unitary electric units | 30 | -145 | 2024-03-31 | 195000
p2050 | NEW | Replace & upgrade fans | 0 |  | 2026-03-31 | 104000
p2050 | NEW | Replace & upgrade selected fans and PAC's | -25 |  | 2026-03-31 | 117000
p2050 | NEW | Chiller - Replace or refurbish 3/5 pumps | -5 |  | 2027-03-31 | 97500
p2050 | NEW | Future Chiller - Add reverse cycle heat pump approx. 500 kW with remote flat condenser (to reduce gas consumption by 50+%) | 10 | -123 | 2027-03-31 | 572000
p2050 | NEW | CTs - Replace or refurbish | -15 |  | 2027-03-31 | 546000
p2050 | NEW | TCT - Replace or refurbish | -15 |  | 2027-03-31 | 546000
p2050 | NEW | Replace selected PAC's | -5 |  | 2027-03-31 | 390000
p2050 | NEW | Main AHU Plant - Replace 25x units, new coils, new plug fans; replace existing return air fans | -180 | -123 | 2030-03-31 | 1690000
p2050 | NEW | Upgrade Mechanical SBs | 0 |  | 2030-03-31 | 52000
p2050 | NEW | Upgrade solar blinds | -80 |  | 2030-03-31 | 460000
p2050 | NEW | Add PV array and battery pack | -130 |  | 2030-03-31 | 287500
p2051 | NEW | AHU coil upgrade works | 100 | -699 | 2032-03-31 | 250000
p2051 | NEW | Install electric heat pumps | 0 | 0 | 2032-03-31 | 500000
p2051 | NEW | Upgrade electrical boards to drive heat pumps (250-300A) | 0 | 0 | 2032-03-31 | 250000
p2051 | NEW | Domestic Water System - replace with unitary el.units | 20 | -68 | 2032-03-31 | 287500
p2067 | NEW | Main AHU plant L14 low rise (5x 1990 + 2x 2019 units) - upgrade to F7 cope with bushfire & viruses |  |  | 2023-03-31
p2067 | NEW | upgrade to F7 cope with bushfire & viruses |  |  | 2023-03-31
p2067 | NEW | Podium Cooling / Heating Plant: - add buffer storage to improve reliability | -20 |  | 2025-03-31 | 52039
p2067 | NEW | Chiller - Add reverse cycle heat pump approx. 500 kW with remote flat condenser (to reduce gas consumption by 50+%) | 40 | -555 | 2025-03-31 | 549296
p2067 | NEW | Main AHU plant L14 low rise (5x 1990 + 2x 2019 units) - replace 5x units, new coils, new plug fans; replace 6x existing return air fans | -160 |  | 2026-03-31 | 1115400
p2067 | NEW | Main AHU plant L21 high rise (7x 1996 York units) - Upgrade 7x units, new coils, new plug fans | -40 |  | 2026-03-31 | 366614
p2067 | NEW | Ventilation Systems - Replace & upgrade fans | 0 |  | 2026-03-31 | 104014
p2067 | NEW | LMR Ventilation Systems - Replace & upgrade selected fans and PAC's | -10 |  | 2026-03-31 | 117014.4
p2067 | NEW | Mechanical Switchboards (L14)- Replace |  |  | 2026-03-31 | 104011
p2067 | NEW | Mechanical Switchboards (L21) - Upgrade |  |  | 2030-03-31 | 52032
p2067 | NEW | Domestic Water System - replace with unitary el.units | 20 | -79 | 2030-03-31 | 431282
p2067 | NEW | Upgrade solar blinds | -150 |  | 2032-03-31 | 740629
p2067 | NEW | Add and integrate addiitional heat pump for heating and integrate into CHW | 60 | -608 | 2032-03-31 | 777661
p2067 | NEW | Upgrade office air conditioning to hybrid VAV/chilled beam system, retain AHUs and most ductwork
p2067 | NEW | Add PV array and battery stack | -130 |  | 2032-03-31 | 357711
p2049 | NEW | Move to electric heat pumps for HHW
p2049 | NEW | Coil changes to AHUs for heat pumps - align to expiries
p2049 | NEW | Move to flr by flr electric units for DHW
p3008 | NEW | CHW Energy Valves | -98.7 | 0 | 2032-03-31 | 165500
p3008 | NEW | Solar PV | -94 | 0 | 2032-03-31 | 110000
p3008 | NEW | VAV Min/Max SP Review | -67.8 | -34.746 | 2023-03-31 | 4500
p3008 | NEW | Chiller Pumping Optimisation | -59.7 | 0 | 2024-03-31 | 5000
p3008 | NEW | HHW Energy Valves | -20.3 | -522.0065 | 2032-03-31 | 122700
p3008 | NEW | Chiller Staging Review | -54.9 | 0 | 2023-03-31 | 5000
p3008 | NEW | After-hours A/C Zoning | -25.7 | -174.0022 | 2024-03-31 | 5000
p3008 | NEW | After-hours AHU Unloading | -18.3 | -174.0022 | 2024-03-31 | 5000
p3008 | NEW | After-hours A/C Control | -20.3 | -69.5601 | 2024-03-31 | 5000
p3008 | NEW | LED Lighting Upgrade
p3008 | NEW | Chiller Optimum Stop | -13 | 0 | 2024-03-31 | 5000
p3008 | NEW | HHW electrification | 437 | -3947 | 2033-03-31 | 4500000
p3008 | NEW | Cogen decommissioning | 53.4 | -176.722 | 2033-03-31 | 80000
P3014 | NEW | Solar Photovoltaics | -110 | 0 | 2024-03-31 | 140500
P3014 | NEW | Chiller Upgrade | -63.5 | 0 | 2024-03-31 | 1200000
P3014 | NEW | VAV/MD System Optimisation | -60.1 | -134.1 | 2025-03-31 | 80000
P3014 | NEW | Energy Valves | -40.1 | -134.1 | 2025-03-31 | 180000
P3014 | NEW | AHU Optimisation Phase 2 | -14.8 | -67 | 2026-03-31 | 25000
P3014 | NEW | HHW Plant Optimisation | -3.9 | -268.2 | 2026-03-31 | 15000
P3014 | NEW | CHW Plant Optimisation | -27.5 | 0 | 2026-03-31 | 30000
P3014 | NEW | TCW System Upgrade | -11.3 | 0 | 2027-03-31 | 50000
P3014 | NEW | Lighting Optimisation | -10.9 | 0 | 2027-03-31 | 30000
P3014 | NEW | LED Lighting Upgrade - Carpark | -9.6 | 0 | 2028-03-31 | 1400
P3014 | NEW | TCW System Optimisation Phase 2 | -8.2 | -33.5 | 2030-03-31 | 7500
P3014 | NEW | BEOP engagement (12 mos) | -68.7 | -148.9 | 2024-03-31 | 25000
P3014 | NEW | Chiller Evaporative Spray System** |  |  | 2024-03-31
Note on C15: [Threaded comment] Your version of Excel allows you to read this threaded comment; however, any edits to it will get removed if the file is opened in a newer version of Excel. Learn more: https://go.microsoft.com/fwlink/?linkid=870924 Comment: Allowance includes All consulting costs, plus 20% of trade costs. Note: Flat Pack Units need to accommodate heat pump temperature water (lower)
Note on C16: [Threaded comment] Your version of Excel allows you to read this threaded comment; however, any edits to it will get removed if the file is opened in a newer version of Excel. Learn more: https://go.microsoft.com/fwlink/?linkid=870924 Comment: Allowance includes All consulting costs, plus 20% of trade costs. Note: Flat Pack Units need to accommodate heat pump temperature water (lower)
Note on C17: [Threaded comment] Your version of Excel allows you to read this threaded comment; however, any edits to it will get removed if the file is opened in a newer version of Excel. Learn more: https://go.microsoft.com/fwlink/?linkid=870924 Comment: Allowance includes All consulting costs, plus 20% of trade costs. Note: Flat Pack Units need to accommodate heat pump temperature water (lower)
Note on C18: [Threaded comment] Your version of Excel allows you to read this threaded comment; however, any edits to it will get removed if the file is opened in a newer version of Excel. Learn more: https://go.microsoft.com/fwlink/?linkid=870924 Comment: Allowance includes All consulting costs, plus 20% of trade costs. Note: Flat Pack Units need to accommodate heat pump temperature water (lower)
Note on C19: [Threaded comment] Your version of Excel allows you to read this threaded comment; however, any edits to it will get removed if the file is opened in a newer version of Excel. Learn more: https://go.microsoft.com/fwlink/?linkid=870924 Comment: Allowance includes All consulting costs, plus 20% of trade costs. Note: Flat Pack Units need to accommodate heat pump temperature water (lower)
Note on C20: [Threaded comment] Your version of Excel allows you to read this threaded comment; however, any edits to it will get removed if the file is opened in a newer version of Excel. Learn more: https://go.microsoft.com/fwlink/?linkid=870924 Comment: Once this is complete will there be any gas consumption on site? Reply: @Shaun Condon, can we add to this project that 'HHW boilers to be decommissioned'? TOG reports didn't specifically say this, but my understanding is that this is the intent. After this, there will only be gas for retail cooking that we need to remove (if not already done by this point). Reply: @Rebecca Fitzgerald Yes I think so. I was just trying to keep text succinct
Note on D20: [Threaded comment] Your version of Excel allows you to read this threaded comment; however, any edits to it will get removed if the file is opened in a newer version of Excel. Learn more: https://go.microsoft.com/fwlink/?linkid=870924 Comment: @Shaun Condon, let's check with Peter that this change in electricity consumption has taken into account that the chillers / heat pumps will be used in winter for space heating.

## Asset Roadmap
Energy & Emissions Roadmap
1 Market Street
Building Services Strategy | [6 empty] | Decision | Resulting input]
Job Number | Job Description | Predicted Reduction (MWh) | Predicted Reduction (GJ) | Total Expected Cost ($) | Proposed Date | Approved Date | Reject | 2050-03-31 |  | #N/A
IO-11898 | Upgrade carpark lighting to LED + PIR control | -20 | 0 | 143895 | 2024-03-31 | FY24 | FY24 | 2024-03-31 | FY24 | 2024-03-31 | Accept | 143895 | -20
NEW | Add gate metering to unmetered rise | 0 | 0 | 30000 | 2024-03-31 | FY24 | FY25 | 2025-03-31 | FY24 | 2024-03-31 | Reject | 30000
IO-11899 | Bueno - Add sub-metering Add further HLI points and algorithms | -100 | 0 | 143000 | 2025-03-31 | FY25 | FY26 | 2026-03-31 | FY25 | 2025-03-31 |  | 143000 | -100
IO-11907 | Rehash VAV target flow rates and recalibrate VAVs | -240 | 0 | 81100 | 2025-03-31 | FY25 | FY27 | 2027-03-31 | FY25 | 2025-03-31 |  | 81100 | -240
IO-11907 | Upgrade EDH controls to SSR replace pitots to coincide with BMS upgrade | -80 | 0 | 168800 | 2025-03-31 | FY25 | FY28 | 2028-03-31 | FY25 | 2025-03-31 |  | 168800 | -80
IO-11907 | Replace pitots to coincide with BMS upgrade | 0 | 0 | 56300 | 2025-03-31 | FY25 | FY29 | 2029-03-31 | FY25 | 2025-03-31 |  | 56300 | 0
IO-11907 | Upgrade BMS, Replace AHUs CHW/HW valves, new VAV I/O controllers, new F/O backbone | -120 | 0 | 1897200 | 2025-03-31 | FY25 | FY30 | 2030-03-31 | FY25 | 2025-03-31 |  | 1897200 | -120
IO-11361 | Replace CH-3 with 4 pipe heat recovery heat pump chiller | 40 | -450 | 675400 | 2026-03-31 | FY26 | FY31 | 2031-03-31 | FY26 | 2026-03-31 |  | 675400 | 40 | -450
IO-11360 | Refurbish cooling towers | -15 | 0 | 168900 | 2026-03-31 | FY26 | FY32 | 2032-03-31 | FY26 | 2026-03-31 |  | 168900 | -15
IO-11360/1 | Replace TCW pumps with more efficient | -10 | 0 | 50700 | 2026-03-31 | FY26 | FY33 | 2033-03-31 | FY26 | 2026-03-31 |  | 50700 | -10
IO-11360/1 | Decouple HW pumping system to allow heat pump to take over past morning warm up | -15 | 0 | 84400 | 2026-03-31 | FY26 | FY34 | 2034-03-31 | FY26 | 2026-03-31 |  | 84400 | -15
IO-11360/1 | Upgrade HLI and or VSD interfaces to analytics algorithms | -40 | 0 | 84400 | 2026-03-31 | FY26 | FY35 | 2035-03-31 | FY26 | 2026-03-31 |  | 84400 | -40
20% floor allowance | Replace AHUs with flat pack units, new dampers on floor by floor basis. On floor air handling: retain AHU's replace VAVs and redesign to include swirl diffusers. Replace DHW with unitary el. Units | -10 | -38 | 1367000 | 2026-03-31 | FY26 | FY36 | 2036-03-31 | FY26 | 2026-03-31 |  | 1367000 | -10 | -38
20% floor allowance | As per first | -10 | -38 | 1100000 | 2027-03-31 | FY27 | FY37 | 2037-03-31 | FY27 | 2027-03-31 |  | 1100000 | -10 | -38
20% floor allowance | As per first | -10 | -38 | 1100000 | 2028-03-31 | FY28 | FY38 | 2038-03-31 | FY28 | 2028-03-31 |  | 1100000 | -10 | -38
20% floor allowance | As per first | -10 | -38 | 1100000 | 2029-03-31 | FY29 | FY39 | 2039-03-31 | FY29 | 2029-03-31 |  | 1100000 | -10 | -38
20% floor allowance | As per first | -10 | -38 | 1100000 | 2030-03-31 | FY30 | FY40 | 2040-03-31 | FY30 | 2030-03-31 |  | 1100000 | -10 | -38
IO-11360/1 | Replace CH1 and CH2 with new chiller plant with consideration to heat pumps for heating | -130 | -500 | 1542000 | 2032-03-31 | FY30 |  |  | FY30 | 2030-03-31 |  | 1542000 | -130 | -500
IO-119465 | DO SOMETHING WILL NIULLY | 0 | 0 | 0 | 2027-03-31 | Reject |  |  | Reject | 2050-03-31 |  | 250000 | -10 | -200
[15 empty] | NABERS Roadmap |  | Notes and Summary Outcomes
[15 empty] | CURRENT RATING INFORMATION | p2001 | ENERGY EFFICIENCY PLAN |  | ELECTRIFICATION PLAN |  | TENANT METERING
[15 empty] | Last rating date | 2023-03-31 | Status | Complete | Status | Complete | Status | Outstanding
[15 empty] | State | NSW | Total Cost* | #REF! | Total Cost* | 0 | Collection process | manually collected
[15 empty] | NABERS Rating Type (Base/Whole) | Base | Annual Savings | #REF! | Progress by FY32 | #REF! | NLA covered | 21%
[15 empty] | Postcode | 2000 | Est IRR | 0% | Est. 100% completion | 0 | Cost for automation | 0
[15 empty] | Rated Area | 25698 | NABERS Improvement | 0 |  |  | ETA 100% coverage | 0
[15 empty] | Rated Hours | 50.2 | FY32 NABERS | 0 |  |  | Tenant spec. data | 0%
[15 empty] | Electricity Consumption (MWh) | 1824.81 | FY33 NABERS^ | 0 | * Where projects deliver both Efficiency and Electrification benefits, Total Costs are split evenly between categories
[15 empty] | Gas Consumption (GJ) | 1614.791 | Total Electricity Reduction | #REF! | ^ includes projects implemented in FY32 |  |  |  | Originally proposed costs
[15 empty] | NABERS Benchmark Factor | 64 | Total Gas Reduction | #REF!
[15 empty] | Current NABERS Energy Rating: | 0

## 1M-NR
Energy and Carbon Roadmap
1 Market Street | [23 empty] | Net Benefit to Outgoings
[15 empty] | Asset Qualifier | [8 empty] | 15.1403
Energy Consumption
Scope | Emission Source | SOURCE | UNIT COST | Units | BASE | CURRENT | FY25 | FY26 | FY27 | FY28 | FY29 | FY30 | FY31 | FY32 | FY33 | Reduction
NSW2 | Electricity Consumption | Renewables | 0.24541 | MWh | 1824.81 | 1804.81 | 1804.81 | 1264.81 | 1214.81 | 1194.81 | 1194.81 | 1184.81 | 1044.81 | 1044.81 | 1044.81 | -42.74% | [7 empty] | Electricity Consumption Yr-11 |  |  | Change
NSW2 | Annual Electricity Savings |  |  | MWh | 0 | -20 | -20 | -560 | -610 | -630 | -630 | -640 | -780 | -780 | -780 | -5450
Scope 1 | Gas Consumption |  | 29.2616 | GJ | 1614.791 | 1614.791 | 1614.791 | 1614.791 | 1126.791 | 1088.791 | 1050.791 | 1012.791 | 474.791 | 474.791 | 474.791 | -70.6% | [7 empty] | 40.6572 |  |  | -42.74%
Scope 1 | Annual Gas Savings |  |  | GJ | 0 | 0 | 0 | 0 | -488 | -526 | -564 | -602 | -1140 | -1140 | -1140 | -5600
Emissions profile
Scope | Emission Source |  |  | Units | BASE | CURRENT | FY25 | FY26 | FY27 | FY28 | FY29 | FY30 | FY31 | FY32 | FY33 | Reduction
NSW2 | Electricity - Renewable |  |  | t.CO2-e | 1441.5999 | 0 | 0 | 0 | 0 | 0 | 0 | 0 | 0 | 0 | 0 | 100%
Scope 1 | Gas |  |  | t.CO2-e | 83.2102 | 0 | 0 | 0 | 0 | 0 | 0 | 0 | 0 | 0 | 0 | 100%
Scope 3 | Water, waste and Utility scope 3 |  |  | t.CO2-e | 77.1795 | 0 | 0 | 0 | 0 | 0 | 0 | 0 | 0 | 0 | 0 | 100%
|  |  |  | t.CO2-e | 1601.9896 | 0 | 0 | 0 | 0 | 0 | 0 | 0 | 0 | 0 | 0 | 100%
|  |  |  | kg.CO2-e/m2 | 54.9266 | 0 | 0 | 0 | 0 | 0 | 0 | 0 | 0 | 0 | 0
Net Zero Contribution
Scope | Emission Source |  |  | Units | BASE | CURRENT | FY25 | FY26 | FY27 | FY28 | FY29 | FY30 | FY31 | FY32 | FY33 | Reduction
Capital | Energy Efficiency |  |  | t.CO2-e | 0 | 14.84 | 14.6 | 370.72 | 380.64 | 344.61 | 289.8 | 245.12 | 253.5 | 224.64 | 205.92 | 2344.39
NSW2 | Renewable Electricity |  |  | t.CO2-e | 0 | 1339.169 | 1317.5113 | 837.3042 | 758.0414 | 653.5611 | 549.6126 | 453.7822 | 339.5632 | 300.9053 | 275.8298 | 6825.2803
Scope 1 | Gas Offsets |  |  | t.CO2-e | 0 | 83.2102 | 83.2102 | 83.2102 | 58.0635 | 56.1054 | 54.1473 | 52.1891 | 24.466 | 24.466 | 24.466 | 543.5338
Scope 1 | Electrification |  |  | t.CO2-e | 0 | 0 | 0 | 0 | 25.1466 | 27.1048 | 29.0629 | 31.0211 | 58.7442 | 58.7442 | 58.7442 | 288.568
Scope 3 | Scope 3 Offsets |  |  | t.CO2-e | 0 | 70.4527 | 63.7259 | 56.9991 | 50.2723 | 43.5454 | 36.8186 | 30.0918 | 23.365 | 16.6382 | 16.6382 | 408.5471
Scope 3 | Scope 3 |  |  | t.CO2-e | 77.1795 | 0 | 0 | 0 | 0 | 0 | 0 | 0 | 0 | 0 | 0 | 0
Scope 1 | Gas |  |  | t.CO2-e | 83.2102 | 0 | 0 | 0 | 0 | 0 | 0 | 0 | 0 | 0 | 0 | 0
NSW2 | Grid Electricity |  |  | t.CO2-e | 1441.5999 | 0 | 0 | 0 | 0 | 0 | 0 | 0 | 0 | 0 | 0 | 0
|  |  |  | t.CO2-e | 0 | 1507.6719 | 1479.0474 | 1348.2335 | 1272.1639 | 1124.9267 | 959.4414 | 812.2042 | 699.6384 | 625.3936 | 581.5982 | 10410.3191
Energy and Carbon Costs |  | NSW2
Scope | Emission Source |  |  |  | BASE | CURRENT | FY25 | FY26 | FY27 | FY28 | FY29 | FY30 | FY31 | FY32 | FY33 | TOTAL | [7 empty] | NABERS Energy Performance |  |  | Change
BASELINE - Do nothing scenario | [23 empty] | 5.7707 |  |  | 0.61006
NSW2 | Electricity Consumption costs - do nothing scenario |  |  |  | 469437.38 | 582184.7377 | 602561.2035 | 623650.8456 | 645478.6252 | 668070.3771 | 691452.8403 | 715653.6897 | 858784.4277 | 888841.8826 | 919951.3485 | 7196629.978
Scope 1 | Gas Consumption costs- do nothing scenario |  |  |  | 41724.3393 | 48668.8347 | 50128.8997 | 51632.7667 | 53181.7497 | 54777.2022 | 56420.5183 | 58113.1338 | 59856.5279 | 61652.2237 | 63501.7904 | 557933.6473
Scope 1 | Gas Offset Costs - ACCUs (Climate Active) |  |  |  |  | 0 | 4992.6108 | 4992.6108 | 4992.6108 | 4992.6108 | 4992.6108 | 4992.6108 | 4992.6108 | 4992.6108 | 4992.6108 | 44933.4973
Scope 3 | Scope 3 offsets (from FY24) | [5 empty] | 3823.5537 | 3419.9445 | 3016.3353 | 2612.7261 | 2209.1169 | 1805.5076 | 1401.8984 | 998.2892 | 998.2892 | 20285.6609
TOTAL COSTS |  |  |  | Total Cost ($) | 511161.7193 | 630853.5724 | 661506.2678 | 683696.1677 | 706669.3211 | 730452.9162 | 755075.0863 | 780564.942 | 925035.4648 | 956485.0064 | 989444.039 | 7819782.7835
|  |  |  | Cost/m2 | 17.5259 | 21.6298 | 22.6807 | 23.4415 | 24.2292 | 25.0447 | 25.8889 | 26.7628 | 31.7162 | 32.7945 | 33.9246 | 16.3986
ENERGY AND CARBON ROADMAP - Implement NABERS Roadmap projects scenario | [23 empty] | Date Full Electrification Achieved
NSW2 | Electricity Consumption Costs |  |  |  | 469437.38 | 575803.9667 | 595957.1055 | 432264.0856 | 429707.1414 | 437424.8099 | 452734.6782 | 464658.5936 | 491704.0995 | 508913.743 | 526725.724 | 4915893.9474
Scope 1 | Gas Consumption costs |  |  |  | 41724.3393 | 48668.8347 | 50128.8997 | 51632.7667 | 37109.8904 | 36934.1449 | 36714.4558 | 36448.3447 | 17599.3926 | 18127.3743 | 18671.1956 | 352035.2994 | [7 empty] | 2030-03-31
Scope 1 | Gas Offset Costs - ACCUs (Climate Active) | [5 empty] | 4992.6108 | 4992.6108 | 3483.8124 | 3366.324 | 3248.8356 | 3131.3472 | 1467.9588 | 1467.9588 | 1467.9588 | 27619.4173
Scope 3 | Scope 3 offsets (from FY24) - ACCUs | [5 empty] | 3823.5537 | 3419.9445 | 3016.3353 | 2612.7261 | 2209.1169 | 1805.5076 | 1401.8984 | 998.2892 | 998.2892 | 20285.6609
TOTAL COSTS |  |  |  | Total Cost ($) | 511161.7193 | 624472.8014 | 654902.1698 | 492309.4077 | 473317.1795 | 480338.0049 | 494907.0865 | 506043.7931 | 512173.3493 | 529507.3654 | 547863.1676 | 5315834.3251
|  |  |  | Cost/m2 | 17.5259 | 21.411 | 22.4543 | 16.8796 | 16.2284 | 16.4691 | 16.9686 | 17.3505 | 17.5606 | 18.155 | 18.7843 | 1.2584
Automated Tenant Electricity Data Achieved
|  |  |  | TOTAL Savings | 0 | -6380.771 | -6604.098 | -191386.76 | -233352.1416 | -250114.9114 | -260167.9998 | -274521.1489 | -412862.1154 | -426977.641 | -441580.8713 | -2503948.4585
|  |  |  | Cost/m2 | 0 | -0.21877 | -0.22643 | -6.562 | -8.0008 | -8.5756 | -8.9202 | -9.4124 | -14.1556 | -14.6396 | -15.1403 | 15.1403 | [7 empty] | 2025-03-31
CAPITAL COSTS - NABERS Roadmap
| All Identified Projects |  |  | TOTAL COSTS ($) |  | 173896 | 2346400 | 2430800 | 1100000 | 1100000 | 1100000 | 2642000 | 0 | 0 | 0 | 10893096
|  |  |  | TOTAL SAVINGS ($) | 0 | -6380.771 | -6604.098 | -191386.76 | -233352.1416 | -250114.9114 | -260167.9998 | -274521.1489 | -412862.1154 | -426977.641 | -441580.8713 | -2503948.4585
|  |  |  | Savings/m2 | 0 | 0.21877 | 0.22643 | 6.562 | 8.0008 | 8.5756 | 8.9202 | 9.4124 | 14.1556 | 14.6396 | 15.1403 | -8.5852
NABERS Roadmap |  |  |  | NABERS Performance | [12 empty] | Notes and Summary Outcomes
CURRENT RATING INFORMATION |  | p2001 |  | Weighted Average | BASE | CURRENT | FY25 | FY26 | FY27 | FY28 | FY29 | FY30 | FY31 | FY32 | FY33 | TOTAL | ENERGY EFFICIENCY PLAN |  | ELECTRIFICATION PLAN |  | TENANT METERING
Last rating date |  | 2023-03-31 | 1 Market Street | Asset | 5.1607 | 5.1607 | 5.175 | 5.5615 | 5.6194 | 5.6283 | 5.6372 | 5.6461 | 5.7707 | 5.7707 | 5.7707 | 0.61006 | Status | Complete | Status | Complete | Status | Complete
State |  | NSW | ICPF | Parent Fund | 5.294 | 5.2979 | 5.3084 | 5.3897 | 5.3956 | 5.4347 | 5.4495 | 5.4516 | 5.4802 | 5.5092 | 5.5586 | 0.26458 | Total Cost* | 6533195 | Total Cost* | 4329900 | Collection process | manually collected
NABERS Rating Type (Base/Whole) |  | Base |  | JV Parent | [12 empty] | Annual Savings | 168585.9774 | Progress by FY32 | 70.6% | NLA covered | 21%
Postcode |  | 2000 | IOM | IOM | 5.2362 | 5.2411 | 5.2497 | 5.3201 | 5.3392 | 5.3755 | 5.3907 | 5.3929 | 5.4401 | 5.4606 | 5.493 | 0.25674 | Est IRR | 2.064% | Est. 100% completion | 2030-03-31 | Cost for automation | 173000
Rated Area |  | 25698 | [14 empty] | NABERS Improvement | 0.68283 |  |  | ETA 100% coverage | 2025-03-31
Rated Hours |  | 50.2 | [14 empty] | FY32 NABERS | 5.7707 |  |  | Tenant spec. data | 0%
Electricity Consumption (MWh) |  | 1824.81 | -0.42744 | [13 empty] | FY33 NABERS^ | 5.7707 | * Where projects deliver both Efficiency and Electrification benefits, Total Costs are split evenly between categories
Gas Consumption (GJ) |  | 1614.791 | [14 empty] | Total Electricity Reduction | -42.74% | ^ includes projects implemented in FY32
NABERS Benchmark Factor |  | 64 | -33.17% | [13 empty] | Total Gas Reduction | -70.6%
| Current NABERS Energy Rating: | 5.1607 | Stars
Building Services Upgrade Strategy | [5 empty] | 2024-06-30 | 2025-06-30 | 2026-06-30 | 2027-06-30 | 2028-06-30 | 2029-06-30 | 2030-06-30 | 2031-06-30 | 2032-06-30 | 2033-06-30 | 2034-06-30 | Project Classifications
Job Number | Job Description | Predicted Reduction (MWh) | Predicted Reduction (GJ) | Estimated completion date | Total Expected Cost ($) | CURRENT | FY25 | FY26 | FY27 | FY28 | FY29 | FY30 | FY31 | FY32 | FY33 | YR 11 - 20 | Efficiency | Electrification | Tenant Metering | NABERS | Est IRR | Opex | Life-cycle | Technology
IO-11898 | Upgrade carpark lighting to LED + PIR control | -20 | 0 | 2024-03-31 | 143895 | 143896 | 0 | 0 | 0 | 0 | 0 | 0 | 0 | 0 | 0 | 0 | Yes |  |  | 0.013032 | 3.411%
NEW | Add gate metering to unmetered rise | 0 | 0 | 2024-03-31 | 30000 | 30000 | 0 | 0 | 0 | 0 | 0 | 0 | 0 | 0 | 0 | 0 |  |  | Yes |  | 0% |  |  | Yes
IO-11899 | Bueno - Add sub-metering Add further HLI points and algorithms | -100 | 0 | 2025-03-31 | 143000 | 0 | 143000 | 0 | 0 | 0 | 0 | 0 | 0 | 0 | 0 | 0 | Yes |  | Yes | 0.065161 | 17.16% |  |  | Yes
IO-11907 | Rehash VAV target flow rates and recalibrate VAVs | -240 | 0 | 2025-03-31 | 81100 | 0 | 81100 | 0 | 0 | 0 | 0 | 0 | 0 | 0 | 0 | 0 | Yes |  |  | 0.15639 | 72.63% |  | Yes
IO-11907 | Upgrade EDH controls to SSR replace pitots to coincide with BMS upgrade | -80 | 0 | 2025-03-31 | 168800 | 0 | 168800 | 0 | 0 | 0 | 0 | 0 | 0 | 0 | 0 | 0 | Yes |  |  | 0.052129 | 11.63% |  | Yes
IO-11907 | Replace pitots to coincide with BMS upgrade | 0 | 0 | 2025-03-31 | 56300 | 0 | 56300 | 0 | 0 | 0 | 0 | 0 | 0 | 0 | 0 | 0 | Yes |  |  |  | 0% |  | Yes
IO-11907 | Upgrade BMS, Replace AHUs CHW/HW valves, new VAV I/O controllers, new F/O backbone | -120 | 0 | 2025-03-31 | 1897200 | 0 | 1897200 | 0 | 0 | 0 | 0 | 0 | 0 | 0 | 0 | 0 | Yes |  |  | 0.078193 | 1.552% |  | Yes
IO-11361 | Replace CH-3 with 4 pipe heat recovery heat pump chiller | 40 | -450 | 2026-03-31 | 675400 | 0 | 0 | 675400 | 0 | 0 | 0 | 0 | 0 | 0 | 0 | 0 |  | Yes |  | 0.042846 | 0.4962% |  | Yes
IO-11360 | Refurbish cooling towers | -15 | 0 | 2026-03-31 | 168900 | 0 | 0 | 168900 | 0 | 0 | 0 | 0 | 0 | 0 | 0 | 0 | Yes |  |  | 0.0097741 | 2.18% |  | Yes
IO-11360/1 | Replace TCW pumps with more efficient | -10 | 0 | 2026-03-31 | 50700 | 0 | 0 | 50700 | 0 | 0 | 0 | 0 | 0 | 0 | 0 | 0 | Yes |  |  | 0.0065161 | 4.841% |  | Yes
IO-11360/1 | Decouple HW pumping system to allow heat pump to take over past morning warm up | -15 | 0 | 2026-03-31 | 84400 | 0 | 0 | 84400 | 0 | 0 | 0 | 0 | 0 | 0 | 0 | 0 | Yes |  |  | 0.0097741 | 4.362% |  | Yes
IO-11360/1 | Upgrade HLI and or VSD interfaces to analytics algorithms | -40 | 0 | 2026-03-31 | 84400 | 0 | 0 | 84400 | 0 | 0 | 0 | 0 | 0 | 0 | 0 | 0 | Yes |  |  | 0.026064 | 11.63% |  | Yes
Refurbishment Scope Change only | Replace AHUs with flat pack units, new dampers on floor by floor basis. On floor air handling: retain AHU's replace VAVs and redesign to include swirl diffusers Replace DHW with unitary el. Units | -10 | -38 | 2026-03-31 | 1367000 | 0 | 0 | 1367000 | 0 | 0 | 0 | 0 | 0 | 0 | 0 | 0 | Yes | Yes |  | 0.012335 | 0.2609% |  | Yes
Refurbishment Scope Change only | Replace AHUs with flat pack units, new dampers on floor by floor basis. On floor air handling: retain AHU's replace VAVs and redesign to include swirl diffusers Replace DHW with unitary el. Units | -10 | -38 | 2027-03-31 | 1100000 | 0 | 0 | 0 | 1100000 | 0 | 0 | 0 | 0 | 0 | 0 | 0 | Yes | Yes |  | 0.012335 | 0.3242% |  | Yes
Refurbishment Scope Change only | Replace AHUs with flat pack units, new dampers on floor by floor basis. On floor air handling: retain AHU's replace VAVs and redesign to include swirl diffusers Replace DHW with unitary el. Units | -10 | -38 | 2028-03-31 | 1100000 | 0 | 0 | 0 | 0 | 1100000 | 0 | 0 | 0 | 0 | 0 | 0 | Yes | Yes |  | 0.012335 | 0.3242% |  | Yes
Refurbishment Scope Change only | Replace AHUs with flat pack units, new dampers on floor by floor basis. On floor air handling: retain AHU's replace VAVs and redesign to include swirl diffusers Replace DHW with unitary el. Units | -10 | -38 | 2029-03-31 | 1100000 | 0 | 0 | 0 | 0 | 0 | 1100000 | 0 | 0 | 0 | 0 | 0 | Yes | Yes |  | 0.012335 | 0.3242% |  | Yes
Refurbishment Scope Change only | Replace AHUs with flat pack units, new dampers on floor by floor basis. On floor air handling: retain AHU's replace VAVs and redesign to include swirl diffusers Replace DHW with unitary el. Units | -10 | -38 | 2030-03-31 | 1100000 | 0 | 0 | 0 | 0 | 0 | 0 | 1100000 | 0 | 0 | 0 | 0 | Yes | Yes |  | 0.012335 | 0.3242% |  | Yes
IO-11360/1 | Replace CH1 and CH2 with new chiller plant with consideration to heat pumps for heating | -130 | -500 | 2030-03-31 | 1542000 | 0 | 0 | 0 | 0 | 0 | 0 | 1542000 | 0 | 0 | 0 | 0 | Yes | Yes |  | 0.16128 | 3.018% |  | Yes
FAKE | DO SOMETHING WILL NIULLY | 0 | 0 | 2050-03-31 | 0 | 0 | 0 | 0 | 0 | 0 | 0 | 0 | 0 | 0 | 0 | 0
[6 empty] | 0 | 0 | 0 | 0 | 0 | 0 | 0 | 0 | 0 | 0 | 0
|  | -780 | -1140 |  | 10893095 | 173896 | 2346400 | 2430800 | 1100000 | 1100000 | 1100000 | 2642000 | 0 | 0 | 0 | 0 | 6533195 | 4329900 | 173000 | 0.68283 | 2.064% | 0 | 9177200 | 173000
[18 empty] | 2030-03-31 | 2025-03-31
91.2
[17 empty] | MWh saved in FY13 | 585
[17 empty] | Current Rating: | 5.1823
[17 empty] | Expected Rating at 31/3/2024: | 5.1607
[17 empty] | Expected Rating at 31/3/2025: | 5.175
[17 empty] | Expected Rating at 31/3/2026: | 5.5615
[17 empty] | Expected Rating at 31/3/2027: | 5.6194
[17 empty] | Expected Rating at 31/3/2028: | 5.6283
[17 empty] | Expected Rating at 31/3/2029: | 5.6372
[17 empty] | Expected Rating at 31/3/2030: | 5.6461
[17 empty] | Expected Rating at 31/3/2031: | 5.7707
[17 empty] | Expected Rating at 31/3/2032: | 5.7707
[17 empty] | Expected Rating at 31/3/2033: | 5.7707
5.7707
0.5884
[38 empty] | Stars | NSW (2000) | VIC (3000) | QLD (4000) | SA (5000) | WA (6000) |  | Stars | NSW (2000) | VIC (3000) | QLD (4000) | SA (5000) | WA (6000) | Stars | Intensity | Unit | base + diff |  | Base | Whole Building
[38 empty] | 6 | 34.795 | 42.145 | 35.585 | 20.915 | 26.98 |  | 6 | 64.76 | 69.5 | 59.815 | 33.69 | 44.87 | 6 | 34.795 | kg/m2 |  |  | 34.795 | 64.76
[25 empty] | PLEASE DO NOT CHANGE ANYTHING IN THE CELLS IN THIS SECTION OF THE CALCULATOR | [12 empty] | 5.5 | 52.1925 | 63.2175 | 53.3775 | 31.3725 | 40.47 |  | 5.5 | 97.14 | 104.25 | 89.7225 | 50.535 | 67.305 | 5.5 | 52.1925 | kg/m2 |  |  | 52.1925 | 97.14 |  |  | Elec (kg/MWh) | Gas (kG/GJ)
[37 empty] | Base Building | 5 | 69.59 | 84.29 | 71.17 | 41.83 | 53.96 | Whole Building | 5 | 129.52 | 139 | 119.63 | 67.38 | 89.74 | 5 | 69.59 | kg/m2 | 69.59 |  | 69.59 | 129.52 |  | ACT | 810 | 51.33 | 2000 |  |  |  |  | Economy Cycle | Identified only | All |  | NLA: | 25698 | m2 | Emissions/m2 | 60.7434
[19 empty] | 245.4143 | Cost/MWh | [17 empty] | 4.5 | 84.92 | 101.75 | 80.29 | 51.46 | 62.39 |  | 4.5 | 158.69 | 166.57 | 142.47 | 84.06 | 105.77 | 4.5 | 84.92 | kg/m2 | 15.33 |  | 84.92 | 158.69 |  | NSW | 810 | 51.33 | 2000 |  | 30.1116 | El - converter | 60.6016 | BMS | Business case written | Summer |  | Current ABGR rating (w'out GP): | 5.2932 | stars | t.CO2 | 1560983.322
[38 empty] | 4 | 100.25 | 120.31 | 89.42 | 61.1 | 70.83 |  | 4 | 187.86 | 194.15 | 165.3 | 100.73 | 121.79 | 4 | 100.25 | kg/m2 | 15.33 |  | 100.25 | 187.86 |  | QLD | 810 | 51.33 | 3000 |  | 475.1678 | Gas - converter | 3.3984 | HVAC | Approved to implement | Winter |  | ABGR Electricity intensity: | 60.6016 | kg/m2 | Electrical emissions | 1478096.1
[38 empty] | 3.5 | 115.57 | 138.88 | 98.54 | 70.74 | 79.26 |  | 3.5 | 217.04 | 221.73 | 188.13 | 117.41 | 137.82 | 3.5 | 115.57 | kg/m2 | 15.32 |  | 115.57 | 217.04 |  | SA | 770 | 51.33 | 4000 |  |  |  |  | Chillers | Rejected, do not persue | Shoulder |  | Current NABERS Water rating: |  | stars | Gas emissions | 82887.222
[38 empty] | 3 | 130.9 | 157.45 | 107.66 | 80.38 | 87.69 |  | 3 | 246.21 | 249.31 | 210.96 | 134.09 | 153.85 | 3 | 130.9 | kg/m2 | 15.33 |  | 130.9 | 246.21 |  | VIC | 980 | 51.33 | 5000 |  | 0.247 |  |  | VSDs | Rejected but reconsider |  |  | Energy performance tracking | Consumption | Unit |  | 60.5014
[38 empty] | 2.5 | 146.23 | 176.01 | 116.79 | 90.02 | 96.12 |  | 2.5 | 275.38 | 276.89 | 233.79 | 150.77 | 169.87 | 2.5 | 146.23 | kg/m2 | 15.33 |  | 146.23 | 275.38 |  | WA | 680 | 51.33 | 6000 |  |  |  |  | Lighting replacement and controls | Complete |  |  | Current Electricity Consumption: | 1824.81 | MWh |  |  | 5.1823
[21 empty] | 1 Market Street | 0.247 | Average Electricity Price ($/kWh): | [14 empty] | 2 | 161.56 | 194.58 | 125.91 | 99.65 | 104.55 |  | 2 | 304.55 | 304.47 | 256.62 | 167.44 | 185.9 | 2 | 161.56 | kg/m2 | 15.33 |  | 161.56 | 304.55 | [9 empty] | Condensor water loop |  |  |  | Current Gas Consumption | 1614.791 | GJ |  | 82887.222
[38 empty] | 1.5 | 176.89 | 213.15 | 135.04 | 109.29 | 112.98 |  | 1.5 | 333.72 | 332.05 | 279.45 | 184.12 | 201.92 | 1.5 | 176.89 | kg/m2 | 15.33 |  | 176.89 | 333.72 | [9 empty] | CO/CO2 sensors |  |  |  | ABGR Gas Intensity | 3.3984
[21 empty] | Rating benefit calulator | [16 empty] | 1 | 192.21 | 231.71 | 144.16 | 118.93 | 121.42 |  | 1 | 362.89 | 359.62 | 302.28 | 200.8 | 217.95 | 1 | 192.21 | kg/m2 | 15.32 |  | 192.21 | 362.89 | [9 empty] | Submetering |  |  |  |  | 64
[39 empty] | NSW | VIC | QLD | SA | WA |  |  | NSW | VIC | QLD | SA | WA | [16 empty] | Cooling Tower
[6 empty] | 2024-06-30 | 2025-06-30 | 2026-06-30 | 2027-06-30 | 2028-06-30 | 2029-06-30 | 2030-06-30 | 2031-06-30 | 2032-06-30 | 2033-06-30 | 2034-06-30 | [5 empty] | Savings | Payback | + stars | kg/m2 | 2024-03-31 | 2025-03-31 | 2026-03-31 | 2027-03-31 | 2028-03-31 | 2029-03-31 | 2030-03-31 | 2031-03-31 | 2032-03-31 | 2033-03-31 | 2034-03-31 | full year saving for business case |  | capex | opex | [14 empty] | 84.92 | Stars | 69.59 | 15.33 | 15.33 | 15.32 | 15.33 | 15.33 | 15.33 | 15.33 | 15.32 |  |  |  |  | Lift | [7 empty] | Base | Whole Building
[6 empty] | -20 | -20 | -20 | -20 | -20 | -20 | -20 | -20 | -20 | -20 | -20 | [6 empty] | #DIV/0! | 0 | 0 | 0 | 0 | 0 | 0 | 0 | 0 | 0 | 0 | 0 | 0 | 0 | 0 | 0 | 0 | 0 | [14 empty] | 84.92 | Current | 64 | [12 empty] | Hot Water
[6 empty] | 0 | 0 | 0 | 0 | 0 | 0 | 0 | 0 | 0 | 0 | 0 | [5 empty] | -4940 | 29.1285 | -0.043327 | -0.6642 | 0 | -0.6642 | -0.6642 | -0.6642 | -0.6642 | -0.6642 | -0.6642 | -0.6642 | -0.6642 | -0.6642 | -0.6642 | -20 | 0 | 143895 | 0 | [14 empty] | 84.92 | 2025-03-31 | 63.5019 | [12 empty] | Renewables | [6 empty] | Stars | NSW | NSW | Stars | (to invert)
[6 empty] | 0 | 0 | -100 | -100 | -100 | -100 | -100 | -100 | -100 | -100 | -100 | [5 empty] | 0 | #DIV/0! | 0 | 0 | 0 | 0 | 0 | 0 | 0 | 0 | 0 | 0 | 0 | 0 | 0 | 0 | 0 | 30000 | 0 | [14 empty] | 84.92 | 2026-03-31 | 50.0519 | [12 empty] | Other | [6 empty] | 1 | 192.21 | 362.89 | 5 | 69.59 | 129.52
[6 empty] | 0 | 0 | -240 | -240 | -240 | -240 | -240 | -240 | -240 | -240 | -240 | [5 empty] | -24700 | 5.7895 | -0.21663 | -3.321 | 0 | 0 | -3.321 | -3.321 | -3.321 | -3.321 | -3.321 | -3.321 | -3.321 | -3.321 | -3.321 | -100 | 0 | 143000 | 0 | [14 empty] | 84.92 | 2027-03-31 | 48.0362 | [19 empty] | 1.5 | 176.89 | 333.72 | 4.5 | 84.92 | 158.69
[6 empty] | 0 | 0 | -80 | -80 | -80 | -80 | -80 | -80 | -80 | -80 | -80 | [5 empty] | -59280 | 1.3681 | -0.51992 | -7.9704 | 0 | 0 | -7.9704 | -7.9704 | -7.9704 | -7.9704 | -7.9704 | -7.9704 | -7.9704 | -7.9704 | -7.9704 | -240 | 0 | 81100 | 0 | [14 empty] | 84.92 | 2028-03-30 | 47.7272 | [19 empty] | 2 | 161.56 | 304.55 | 4 | 100.25 | 187.86
[6 empty] | 0 | 0 | 0 | 0 | 0 | 0 | 0 | 0 | 0 | 0 | 0 | [5 empty] | -19760 | 8.5425 | -0.17331 | -2.6568 | 0 | 0 | -2.6568 | -2.6568 | -2.6568 | -2.6568 | -2.6568 | -2.6568 | -2.6568 | -2.6568 | -2.6568 | -80 | 0 | 168800 | 0 | [14 empty] | 84.92 | 2029-03-30 | 47.4181 | [19 empty] | 2.5 | 146.23 | 275.38 | 3.5 | 115.57 | 217.04
[6 empty] | 0 | 0 | -120 | -120 | -120 | -120 | -120 | -120 | -120 | -120 | -120 | [5 empty] | 0 | #DIV/0! | 0 | 0 | 0 | 0 | 0 | 0 | 0 | 0 | 0 | 0 | 0 | 0 | 0 | 0 | 0 | 56300 | 0 | [14 empty] | 84.92 | 2030-03-30 | 47.1091 | [19 empty] | 3 | 130.9 | 246.21 | 3 | 130.9 | 246.21
[6 empty] | 0 | 0 | 0 | 40 | 40 | 40 | 40 | 40 | 40 | 40 | 40 | [5 empty] | -29640 | 64.0081 | -0.25996 | -3.9852 | 0 | 0 | -3.9852 | -3.9852 | -3.9852 | -3.9852 | -3.9852 | -3.9852 | -3.9852 | -3.9852 | -3.9852 | -120 | 0 | 1897200 | 0 | [14 empty] | 84.92 | 2031-03-30 | 42.7729 | [19 empty] | 3.5 | 115.57 | 217.04 | 2.5 | 146.23 | 275.38
[6 empty] | 0 | 0 | 0 | -15 | -15 | -15 | -15 | -15 | -15 | -15 | -15 | [5 empty] | 9880 | -68.3603 | 0.024877 | 0.38136 | 0 | 0 | 0 | 0.38136 | 0.38136 | 0.38136 | 0.38136 | 0.38136 | 0.38136 | 0.38136 | 0.38136 | 40 | -450 | 675400 | 0 | [14 empty] | 84.92 | 2032-03-29 | 42.7729 | [19 empty] | 4 | 100.25 | 187.86 | 2 | 161.56 | 304.55
[6 empty] | 0 | 0 | 0 | -10 | -10 | -10 | -10 | -10 | -10 | -10 | -10 | [5 empty] | -3705 | 45.587 | -0.032495 | -0.49815 | 0 | 0 | 0 | -0.49815 | -0.49815 | -0.49815 | -0.49815 | -0.49815 | -0.49815 | -0.49815 | -0.49815 | -15 | 0 | 168900 | 0 | [14 empty] | 84.92 | 2033-03-29 | 42.7729 | [19 empty] | 4.5 | 84.92 | 158.69 | 1.5 | 176.89 | 333.72
[6 empty] | 0 | 0 | 0 | -15 | -15 | -15 | -15 | -15 | -15 | -15 | -15 | [5 empty] | -2470 | 20.5263 | -0.021663 | -0.3321 | 0 | 0 | 0 | -0.3321 | -0.3321 | -0.3321 | -0.3321 | -0.3321 | -0.3321 | -0.3321 | -0.3321 | -10 | 0 | 50700 | 0 | [36 empty] | 5 | 69.59 | 129.52 | 1 | 192.21 | 362.89
[6 empty] | 0 | 0 | 0 | -40 | -40 | -40 | -40 | -40 | -40 | -40 | -40 | [5 empty] | -3705 | 22.78 | -0.032495 | -0.49815 | 0 | 0 | 0 | -0.49815 | -0.49815 | -0.49815 | -0.49815 | -0.49815 | -0.49815 | -0.49815 | -0.49815 | -15 | 0 | 84400 | 0
[6 empty] | 0 | 0 | 0 | -10 | -10 | -10 | -10 | -10 | -10 | -10 | -10 | [5 empty] | -9880 | 8.5425 | -0.086653 | -1.3284 | 0 | 0 | 0 | -1.3284 | -1.3284 | -1.3284 | -1.3284 | -1.3284 | -1.3284 | -1.3284 | -1.3284 | -40 | 0 | 84400 | 0
[6 empty] | 0 | 0 | 0 | 0 | -10 | -10 | -10 | -10 | -10 | -10 | -10 | [5 empty] | -2470 | 553.4413 | -0.02688 | -0.41207 | 0 | 0 | 0 | -0.41207 | -0.41207 | -0.41207 | -0.41207 | -0.41207 | -0.41207 | -0.41207 | -0.41207 | -10 | -38 | 1367000 | 0
[6 empty] | 0 | 0 | 0 | 0 | -10 | -10 | -10 | -10 | -10 | -10 | -10 | [5 empty] | -2470 | 445.3441 | -0.02688 | -0.41207 | 0 | 0 | 0 | 0 | -0.41207 | -0.41207 | -0.41207 | -0.41207 | -0.41207 | -0.41207 | -0.41207 | -10 | -38 | 1100000 | 0
[6 empty] | 0 | 0 | 0 | 0 | 0 | 0 | -10 | -10 | -10 | -10 | -10 | [5 empty] | -2470 | 445.3441 | -0.02688 | -0.41207 | 0 | 0 | 0 | 0 | 0 | -0.41207 | -0.41207 | -0.41207 | -0.41207 | -0.41207 | -0.41207 | -10 | -38 | 1100000 | 0
[6 empty] | 0 | 0 | 0 | 0 | 0 | 0 | 0 | -10 | -10 | -10 | -10 | [5 empty] | -2470 | 445.3441 | -0.02688 | -0.41207 | 0 | 0 | 0 | 0 | 0 | 0 | -0.41207 | -0.41207 | -0.41207 | -0.41207 | -0.41207 | -10 | -38 | 1100000 | 0
[6 empty] | 0 | 0 | 0 | 0 | 0 | 0 | 0 | -130 | -130 | -130 | -130 | [5 empty] | -2470 | 445.3441 | -0.02688 | -0.41207 | 0 | 0 | 0 | 0 | 0 | 0 | 0 | -0.41207 | -0.41207 | -0.41207 | -0.41207 | -10 | -38 | 1100000 | 0
[6 empty] | 0 | 0 | 0 | 0 | 0 | 0 | 0 | 0 | 0 | 0 | 0 | [5 empty] | -32110 | 48.0224 | -0.35026 | -5.3695 | 0 | 0 | 0 | 0 | 0 | 0 | 0 | -5.3695 | -5.3695 | -5.3695 | -5.3695 | -130 | -500 | 1542000 | 0
[6 empty] | 0 | 0 | 0 | 0 | 0 | 0 | 0 | 0 | 0 | 0 | 0 | [5 empty] | 0 | #DIV/0! | 0 | 0 | 0 | 0 | 0 | 0 | 0 | 0 | 0 | 0 | 0 | 0 | 0 | 0 | 0 | 0 | 0
[6 empty] | 0 | 0 | 0 | 0 | 0 | 0 | 0 | 0 | 0 | 0 | 0 | [5 empty] | 0 | #DIV/0! | 0 | 0 | 0 | 0 | 0 | 0 | 0 | 0 | 0 | 0 | 0 | 0 | 0 | 0 | 0 | 0 | 0
[6 empty] | 0 | 0 | 0 | 0 | 0 | 0 | 0 | 0 | 0 | 0 | 0 | [5 empty] | 0 | #DIV/0! | 0 | 0 | 0 | 0 | 0 | 0 | 0 | 0 | 0 | 0 | 0 | 0 | 0 | 0 | 0 | 0 | 0
[6 empty] | 0 | 0 | 0 | 0 | 0 | 0 | 0 | 0 | 0 | 0 | 0 | [5 empty] | 0 | #DIV/0! | 0 | 0 | 0 | 0 | 0 | 0 | 0 | 0 | 0 | 0 | 0 | 0 | 0 | 0 | 0 | 0 | 0
[6 empty] | 0 | 0 | 0 | 0 | 0 | 0 | 0 | 0 | 0 | 0 | 0 | [5 empty] | 0 | #DIV/0! | 0 | 0 | 0 | 0 | 0 | 0 | 0 | 0 | 0 | 0 | 0 | 0 | 0 | 0 | 0 | 0 | 0
[6 empty] | 0 | 0 | 0 | 0 | 0 | 0 | 0 | 0 | 0 | 0 | 0 | [5 empty] | 0 | #DIV/0! | 0 | 0 | 0 | 0 | 0 | 0 | 0 | 0 | 0 | 0 | 0 | 0 | 0 | 0 | 0 | 0 | 0
[6 empty] | 0 | 0 | 0 | 0 | 0 | 0 | 0 | 0 | 0 | 0 | 0 | [5 empty] | 0 | #DIV/0! | 0 | 0 | 0 | 0 | 0 | 0 | 0 | 0 | 0 | 0 | 0 | 0 | 0 | 0 | 0 | 0 | 0
[6 empty] | 0 | 0 | 0 | 0 | 0 | 0 | 0 | 0 | 0 | 0 | 0 | [5 empty] | 0 | #DIV/0! | 0 | 0 | 0 | 0 | 0 | 0 | 0 | 0 | 0 | 0 | 0 | 0 | 0 | 0 | 0 | 0 | 0
[6 empty] | 0 | 0 | 0 | 0 | 0 | 0 | 0 | 0 | 0 | 0 | 0 | [5 empty] | 0 | #DIV/0! | 0 | 0 | 0 | 0 | 0 | 0 | 0 | 0 | 0 | 0 | 0 | 0 | 0 | 0 | 0 | 0 | 0
[6 empty] | 0 | 0 | 0 | 0 | 0 | 0 | 0 | 0 | 0 | 0 | 0 | [5 empty] | 0 | #DIV/0! | 0 | 0 | 0 | 0 | 0 | 0 | 0 | 0 | 0 | 0 | 0 | 0 | 0 | 0 | 0 | 0 | 0
[6 empty] | 0 | 0 | 0 | 0 | 0 | 0 | 0 | 0 | 0 | 0 | 0 | [5 empty] | 0 | #DIV/0! | 0 | 0 | 0 | 0 | 0 | 0 | 0 | 0 | 0 | 0 | 0 | 0 | 0 | 0 | 0 | 0 | 0
[6 empty] | 0 | 0 | 0 | 0 | 0 | 0 | 0 | 0 | 0 | 0 | 0 | [5 empty] | 0 | #DIV/0! | 0 | 0 | 0 | 0 | 0 | 0 | 0 | 0 | 0 | 0 | 0 | 0 | 0 | 0 | 0 | 0 | 0
[6 empty] | 0 | 0 | 0 | 0 | 0 | 0 | 0 | 0 | 0 | 0 | 0 | [5 empty] | 0 | #DIV/0! | 0 | 0 | 0 | 0 | 0 | 0 | 0 | 0 | 0 | 0 | 0 | 0 | 0 | 0 | 0 | 0 | 0
[6 empty] | 0 | 0 | 0 | 0 | 0 | 0 | 0 | 0 | 0 | 0 | 0 | [5 empty] | 0 | #DIV/0! | 0 | 0 | 0 | 0 | 0 | 0 | 0 | 0 | 0 | 0 | 0 | 0 | 0 | 0 | 0 | 0 | 0
[6 empty] | 0 | 0 | 0 | 0 | 0 | 0 | 0 | 0 | 0 | 0 | 0 | [5 empty] | 0 | #DIV/0! | 0 | 0 | 0 | 0 | 0 | 0 | 0 | 0 | 0 | 0 | 0 | 0 | 0 | 0 | 0 | 0 | 0
[6 empty] | 0 | 0 | 0 | 0 | 0 | 0 | 0 | 0 | 0 | 0 | 0 | [5 empty] | 0 | #DIV/0! | 0 | 0 | 0 | 0 | 0 | 0 | 0 | 0 | 0 | 0 | 0 | 0 | 0 | 0 | 0 | 0 | 0
[6 empty] | 0 | 0 | 0 | 0 | 0 | 0 | 0 | 0 | 0 | 0 | 0 | [5 empty] | 0 | #DIV/0! | 0 | 0 | 0 | 0 | 0 | 0 | 0 | 0 | 0 | 0 | 0 | 0 | 0 | 0 | 0 | 0 | 0
[6 empty] | 0 | 0 | 0 | 0 | 0 | 0 | 0 | 0 | 0 | 0 | 0 | [5 empty] | 0 | #DIV/0! | 0 | 0 | 0 | 0 | 0 | 0 | 0 | 0 | 0 | 0 | 0 | 0 | 0 | 0 | 0 | 0 | 0
[6 empty] | 0 | 0 | 0 | 0 | 0 | 0 | 0 | 0 | 0 | 0 | 0 | [5 empty] | 0 | #DIV/0! | 0 | 0 | 0 | 0 | 0 | 0 | 0 | 0 | 0 | 0 | 0 | 0 | 0 | 0 | 0 | 0 | 0
[6 empty] | 0 | 0 | 0 | 0 | 0 | 0 | 0 | 0 | 0 | 0 | 0 | [5 empty] | 0 | #DIV/0! | 0 | 0 | 0 | 0 | 0 | 0 | 0 | 0 | 0 | 0 | 0 | 0 | 0 | 0 | 0 | 0 | 0
[6 empty] | 0 | 0 | 0 | 0 | 0 | 0 | 0 | 0 | 0 | 0 | 0 | [5 empty] | 0 | #DIV/0! | 0 | 0 | 0 | 0 | 0 | 0 | 0 | 0 | 0 | 0 | 0 | 0 | 0 | 0 | 0 | 0 | 0
[6 empty] | 0 | 0 | 0 | 0 | 0 | 0 | 0 | 0 | 0 | 0 | 0 | [5 empty] | 0 | #DIV/0! | 0 | 0 | 0 | 0 | 0 | 0 | 0 | 0 | 0 | 0 | 0 | 0 | 0 | 0 | 0 | 0 | 0
[6 empty] | 0 | 0 | 0 | 0 | 0 | 0 | 0 | 0 | 0 | 0 | 0 | [5 empty] | 0 | #DIV/0! | 0 | 0 | 0 | 0 | 0 | 0 | 0 | 0 | 0 | 0 | 0 | 0 | 0 | 0 | 0 | 0 | 0
[6 empty] | 0 | 0 | 0 | 0 | 0 | 0 | 0 | 0 | 0 | 0 | 0 | [5 empty] | 0 | #DIV/0! | 0 | 0 | 0 | 0 | 0 | 0 | 0 | 0 | 0 | 0 | 0 | 0 | 0 | 0 | 0 | 0 | 0
[22 empty] | 0 | #DIV/0! | 0 | 0 | 0 | 0 | 0 | 0 | 0 | 0 | 0 | 0 | 0 | 0 | 0 | 0 | 0 | 0 | 0
[22 empty] | 0 | #DIV/0! | 0 | 0 | 0 | 0 | 0 | 0 | 0 | 0 | 0 | 0 | 0 | 0 | 0 | 0 | 0 | 0 | 0
[24 empty] | 0 | 0 | 0 | 0 | 0 | 0 | 0 | 0 | 0 | 0 | 0 | 0 | 0 | 0 | 0 | 0 | 0
[24 empty] | 0 | 0 | 0 | 0 | 0 | 0 | 0 | 0 | 0 | 0 | 0 | 0 | 0 | 0 | 0 | 0 | 0
[5 empty] | Electricity savings | -20 | -20 | -560 | -610 | -630 | -630 | -640 | -780 | -780 | -780 | -780 | [6 empty] | #DIV/0! | TOTAL |  | 0 | -0.49815 | -13.9481 | -15.9638 | -16.2728 | -16.5819 | -16.8909 | -21.2271 | -21.2271 | -21.2271 | -21.2271 | -585 | -855 | 10893095 | 0
[24 empty] | FY Performance | 64 | 64 | 63.5019 | 50.0519 | 48.0362 | 47.7272 | 47.4181 | 47.1091 | 42.7729 | 42.7729 | 42.7729 | 42.7729 |  |  | 0
[24 empty] | Star Rating | 5.1607 | 5.1607 | 5.175 | 5.5615 | 5.6194 | 5.6283 | 5.6372 | 5.6461 | 5.7707 | 5.7707 | 5.7707 | 5.7707
[6 empty] | 0 | 0 | 0 | 0 | 0 | 0 | 0 | 0 | 0 | 0 | 0
[6 empty] | 0 | 0 | 0 | 0 | 0 | 0 | 0 | 0 | 0 | 0 | 0
[6 empty] | 0 | 0 | 0 | 0 | 0 | 0 | 0 | 0 | 0 | 0 | 0
[6 empty] | 0 | 0 | 0 | 0 | 0 | 0 | 0 | 0 | 0 | 0 | 0
[6 empty] | 0 | 0 | 0 | 0 | 0 | 0 | 0 | 0 | 0 | 0 | 0
[6 empty] | 0 | 0 | 0 | 0 | 0 | 0 | 0 | 0 | 0 | 0 | 0 | [9 empty] | 10893095 | 0
[6 empty] | 0 | 0 | 0 | 0 | 0 | 0 | 0 | 0 | 0 | 0 | 0 | [9 empty] | 14705678.25 | 0
[6 empty] | 0 | 0 | 0 | -450 | -450 | -450 | -450 | -450 | -450 | -450 | -450
[6 empty] | 0 | 0 | 0 | 0 | 0 | 0 | 0 | 0 | 0 | 0 | 0
[6 empty] | 0 | 0 | 0 | 0 | 0 | 0 | 0 | 0 | 0 | 0 | 0
[6 empty] | 0 | 0 | 0 | 0 | 0 | 0 | 0 | 0 | 0 | 0 | 0
[6 empty] | 0 | 0 | 0 | 0 | 0 | 0 | 0 | 0 | 0 | 0 | 0
[6 empty] | 0 | 0 | 0 | -38 | -38 | -38 | -38 | -38 | -38 | -38 | -38
[6 empty] | 0 | 0 | 0 | 0 | -38 | -38 | -38 | -38 | -38 | -38 | -38
[6 empty] | 0 | 0 | 0 | 0 | 0 | -38 | -38 | -38 | -38 | -38 | -38
[6 empty] | 0 | 0 | 0 | 0 | 0 | 0 | -38 | -38 | -38 | -38 | -38
[6 empty] | 0 | 0 | 0 | 0 | 0 | 0 | 0 | -38 | -38 | -38 | -38
[6 empty] | 0 | 0 | 0 | 0 | 0 | 0 | 0 | -500 | -500 | -500 | -500
[6 empty] | 0 | 0 | 0 | 0 | 0 | 0 | 0 | 0 | 0 | 0 | 0
[6 empty] | 0 | 0 | 0 | 0 | 0 | 0 | 0 | 0 | 0 | 0 | 0
[6 empty] | 0 | 0 | 0 | 0 | 0 | 0 | 0 | 0 | 0 | 0 | 0
[6 empty] | 0 | 0 | 0 | 0 | 0 | 0 | 0 | 0 | 0 | 0 | 0
[6 empty] | 0 | 0 | 0 | 0 | 0 | 0 | 0 | 0 | 0 | 0 | 0
[6 empty] | 0 | 0 | 0 | 0 | 0 | 0 | 0 | 0 | 0 | 0 | 0
[6 empty] | 0 | 0 | 0 | 0 | 0 | 0 | 0 | 0 | 0 | 0 | 0
[6 empty] | 0 | 0 | 0 | 0 | 0 | 0 | 0 | 0 | 0 | 0 | 0
[6 empty] | 0 | 0 | 0 | 0 | 0 | 0 | 0 | 0 | 0 | 0 | 0
[6 empty] | 0 | 0 | 0 | 0 | 0 | 0 | 0 | 0 | 0 | 0 | 0
[6 empty] | 0 | 0 | 0 | 0 | 0 | 0 | 0 | 0 | 0 | 0 | 0
[6 empty] | 0 | 0 | 0 | 0 | 0 | 0 | 0 | 0 | 0 | 0 | 0
[6 empty] | 0 | 0 | 0 | 0 | 0 | 0 | 0 | 0 | 0 | 0 | 0
[6 empty] | 0 | 0 | 0 | 0 | 0 | 0 | 0 | 0 | 0 | 0 | 0
[6 empty] | 0 | 0 | 0 | 0 | 0 | 0 | 0 | 0 | 0 | 0 | 0
[6 empty] | 0 | 0 | 0 | 0 | 0 | 0 | 0 | 0 | 0 | 0 | 0
[6 empty] | 0 | 0 | 0 | 0 | 0 | 0 | 0 | 0 | 0 | 0 | 0
[6 empty] | 0 | 0 | 0 | 0 | 0 | 0 | 0 | 0 | 0 | 0 | 0
[6 empty] | 0 | 0 | 0 | 0 | 0 | 0 | 0 | 0 | 0 | 0 | 0
[6 empty] | 0 | 0 | 0 | 0 | 0 | 0 | 0 | 0 | 0 | 0 | 0
[6 empty] | 0 | 0 | 0 | 0 | 0 | 0 | 0 | 0 | 0 | 0 | 0
[6 empty] | 0 | 0 | 0 | 0 | 0 | 0 | 0 | 0 | 0 | 0 | 0
[6 empty] | 0 | 0 | 0 | 0 | 0 | 0 | 0 | 0 | 0 | 0 | 0
[6 empty] | 0 | 0 | 0 | 0 | 0 | 0 | 0 | 0 | 0 | 0 | 0
[6 empty] | 0 | 0 | 0 | 0 | 0 | 0 | 0 | 0 | 0 | 0 | 0
[6 empty] | 0 | 0 | 0 | 0 | 0 | 0 | 0 | 0 | 0 | 0 | 0
[6 empty] | 0 | 0 | 0 | 0 | 0 | 0 | 0 | 0 | 0 | 0 | 0
[6 empty] | 0 | 0 | 0 | 0 | 0 | 0 | 0 | 0 | 0 | 0 | 0
[5 empty] | Gas Savings | 0 | 0 | 0 | -488 | -526 | -564 | -602 | -1140 | -1140 | -1140 | -1140
[5 empty] | Current | 2024-06-30 | 2025-06-30 | 2026-06-30 | 2027-06-30 | 2028-06-30 | 2029-06-30 | 2030-06-30 | 2031-06-30 | 2032-06-30 | 2033-06-30 | 2034-06-30
|  |  |  | NABERS | 5.1607 | 5.1607 | 5.175 | 5.5615 | 5.6194 | 5.6283 | 5.6372 | 5.6461 | 5.7707 | 5.7707 | 5.7707 | 5.7707
0.5884
#REF!
0
0
0
0
0
0
Formulas:
Base = [Base, row above]+365

## 117C-NR
Energy and Carbon Roadmap
117 Clarence Street
[15 empty] | Asset Qualifier | slated divestment
Energy Consumption
Scope | Emission Source | SOURCE | UNIT COST | Units | BASE | CURRENT | FY25 | FY26 | FY27 | FY28 | FY29 | FY30 | FY31 | FY32 | FY33 | Reduction
NSW2 | Electricity Consumption | Renewables | 0.2343 | MWh | 607.252 | 607.252 | 607.252 | 607.252 | 607.252 | 607.252 | 607.252 | 607.252 | 607.252 | 607.252 | 607.252 | 0%
NSW2 | Annual Electricity Savings |  |  | MWh | 0 | 0 | 0 | 0 | 0 | 0 | 0 | 0 | 0 | 0 | 0 | 0
Scope 1 | Gas Consumption |  | 25.1526 | GJ | 946.923 | 946.923 | 946.923 | 946.923 | 946.923 | 946.923 | 946.923 | 946.923 | 946.923 | 946.923 | 946.923 | 0%
Scope 1 | Annual Gas Savings |  |  | GJ | 0 | 0 | 0 | 0 | 0 | 0 | 0 | 0 | 0 | 0 | 0 | 0
Emissions profile
Scope | Emission Source |  |  | Units | BASE | CURRENT | FY25 | FY26 | FY27 | FY28 | FY29 | FY30 | FY31 | FY32 | FY33 | Reduction
NSW2 | Electricity - Renewable |  |  | t.CO2-e | 479.7291 | 0 | 0 | 0 | 0 | 0 | 0 | 0 | 0 | 0 | 0 | 100%
Scope 1 | Gas |  |  | t.CO2-e | 48.7949 | 0 | 0 | 0 | 0 | 0 | 0 | 0 | 0 | 0 | 0 | 100%
Scope 3 | Water, waste and Utility scope 3 |  |  | t.CO2-e | 36.2808 | 0 | 0 | 0 | 0 | 0 | 0 | 0 | 0 | 0 | 0 | 100%
|  |  |  | t.CO2-e | 564.8048 | 0 | 0 | 0 | 0 | 0 | 0 | 0 | 0 | 0 | 0 | 100%
|  |  |  | kg.CO2-e/m2 | 45.1519 | 0 | 0 | 0 | 0 | 0 | 0 | 0 | 0 | 0 | 0
Net Zero Contribution
Scope | Emission Source |  |  | Units | BASE | CURRENT | FY25 | FY26 | FY27 | FY28 | FY29 | FY30 | FY31 | FY32 | FY33 | Reduction
Capital | Energy Efficiency |  |  | t.CO2-e | 0 | 0 | 0 | 0 | 0 | 0 | 0 | 0 | 0 | 0 | 0 | 0
NSW2 | Renewable Electricity |  |  | t.CO2-e | 0 | 450.581 | 443.294 | 402.0008 | 378.9252 | 332.1668 | 279.3359 | 232.5775 | 197.3569 | 174.8886 | 160.3145 | 3051.4413
Scope 1 | Gas Offsets |  |  | t.CO2-e | 0 | 48.7949 | 48.7949 | 48.7949 | 48.7949 | 48.7949 | 48.7949 | 48.7949 | 48.7949 | 48.7949 | 48.7949 | 487.9494
Scope 1 | Electrification |  |  | t.CO2-e | 0 | 0 | 0 | 0 | 0 | 0 | 0 | 0 | 0 | 0 | 0 | 0
Scope 3 | Scope 3 Offsets |  |  | t.CO2-e | 0 | 33.4576 | 30.6345 | 27.8113 | 24.9882 | 22.165 | 19.3419 | 16.5187 | 13.6956 | 10.8724 | 10.8724 | 210.3575
Scope 3 | Scope 3 |  |  | t.CO2-e | 36.2808 | 0 | 0 | 0 | 0 | 0 | 0 | 0 | 0 | 0 | 0 | 0
Scope 1 | Gas |  |  | t.CO2-e | 48.7949 | 0 | 0 | 0 | 0 | 0 | 0 | 0 | 0 | 0 | 0 | 0
NSW2 | Grid Electricity |  |  | t.CO2-e | 479.7291 | 0 | 0 | 0 | 0 | 0 | 0 | 0 | 0 | 0 | 0 | 0
|  |  |  | t.CO2-e | 0 | 499.3759 | 492.0889 | 450.7958 | 427.7202 | 380.9618 | 328.1309 | 281.3725 | 246.1518 | 223.6835 | 209.1095 | 3749.7482
Energy and Carbon Costs |  | NSW2
Scope | Emission Source |  |  |  | BASE | CURRENT | FY25 | FY26 | FY27 | FY28 | FY29 | FY30 | FY31 | FY32 | FY33 | TOTAL
BASELINE - Do nothing scenario
NSW2 | Electricity Consumption costs - do nothing scenario |  |  |  | 151295.3 | 184961.7103 | 191435.3702 | 198135.6081 | 205070.3544 | 212247.8168 | 219676.4904 | 227365.1676 | 272838.2011 | 282387.5381 | 292271.102 | 2286389.359
Scope 1 | Gas Consumption costs- do nothing scenario |  |  |  | 23598.6558 | 24532.1186 | 25268.0822 | 26026.1246 | 26806.9084 | 27611.1156 | 28439.4491 | 29292.6325 | 30171.4115 | 31076.5539 | 32008.8505 | 281233.2468
Scope 1 | Gas Offset Costs - ACCUs (Climate Active) | [5 empty] | 2927.6965 | 2927.6965 | 2927.6965 | 2927.6965 | 2927.6965 | 2927.6965 | 2927.6965 | 2927.6965 | 2927.6965 | 26349.2688
Scope 3 | Scope 3 offsets (from FY24) | [5 empty] | 1838.0683 | 1668.6791 | 1499.2899 | 1329.9007 | 1160.5115 | 991.1222 | 821.733 | 652.3438 | 652.3438 | 10613.9924
TOTAL COSTS |  |  |  | Total Cost | 174893.9558 | 209493.8289 | 221469.2172 | 228758.1084 | 236304.2492 | 244116.5296 | 252204.1475 | 260576.6189 | 306759.0422 | 317044.1323 | 327859.9928 | 2604585.8671
|  |  |  | Cost/m2 | 13.9814 | 16.7474 | 17.7048 | 18.2875 | 18.8907 | 19.5153 | 20.1618 | 20.8311 | 24.5231 | 25.3453 | 26.2099
ENERGY AND CARBON ROADMAP - Implement NABERS Roadmap projects scenario
NSW2 | Electricity Consumption Costs |  |  |  | 151295.3 | 184961.7103 | 191435.3702 | 198135.6081 | 205070.3544 | 212247.8168 | 219676.4904 | 227365.1676 | 272838.2011 | 282387.5381 | 292271.102 | 2286389.359
Scope 1 | Gas Consumption costs |  |  |  | 23598.6558 | 24532.1186 | 25268.0822 | 26026.1246 | 26806.9084 | 27611.1156 | 28439.4491 | 29292.6325 | 30171.4115 | 31076.5539 | 32008.8505 | 281233.2468
Scope 1 | Gas Offset Costs - ACCUs (Climate Active) | [5 empty] | 2927.6965 | 2927.6965 | 2927.6965 | 2927.6965 | 2927.6965 | 2927.6965 | 2927.6965 | 2927.6965 | 2927.6965 | 26349.2688
Scope 3 | Scope 3 offsets (from FY24) - ACCUs | [5 empty] | 1838.0683 | 1668.6791 | 1499.2899 | 1329.9007 | 1160.5115 | 991.1222 | 821.733 | 652.3438 | 652.3438 | 10613.9924
TOTAL COSTS |  |  |  | Total Cost | 174893.9558 | 209493.8289 | 221469.2172 | 228758.1084 | 236304.2492 | 244116.5296 | 252204.1475 | 260576.6189 | 306759.0422 | 317044.1323 | 327859.9928 | 2604585.8671
|  |  |  | Cost/m2 | 13.9814 | 16.7474 | 17.7048 | 18.2875 | 18.8907 | 19.5153 | 20.1618 | 20.8311 | 24.5231 | 25.3453 | 26.2099 | 208.217
TOTAL SAVINGS |  |  |  | Savings | 0 | 0 | 0 | 0 | 0 | 0 | 0 | 0 | 0 | 0 | 0 | 0
|  |  |  | Cost/m2 | 0 | 0 | 0 | 0 | 0 | 0 | 0 | 0 | 0 | 0 | 0 | 0
CAPITAL COSTS - NABERS Roadmap
| All Identified Projects |  |  | TOTAL COSTS ($) |  | 0 | 0 | 0 | 0 | 0 | 0 | 0 | 0 | 0 | 0 | 0
|  |  |  | TOTAL SAVINGS ($) | 0 | 0 | 0 | 0 | 0 | 0 | 0 | 0 | 0 | 0 | 0 | 0
NABERS Roadmap | [16 empty] | Notes and Summary Outcomes |  |  |  | ^ includes projects implemented in FY32
Current rating information |  | p2053 |  | Weighted Average | BASE | CURRENT | FY25 | FY26 | FY27 | FY28 | FY29 | FY30 | FY31 | FY32 | FY33 | TOTAL | ESG ROADMAP |  | ELECTRIFICATION PLAN |  | TENANT METERING
Last rating date |  | 2023-03-31 |  | 117 Clarence Street | 5.3187 | 5.3187 | 5.3187 | 5.3187 | 5.3187 | 5.3187 | 5.3187 | 5.3187 | 5.3187 | 5.3187 | 5.3187 | 0 | Status | not required | Status | not required | Status | not required
State |  | NSW |  | ICPF | 5.294 | 5.2979 | 5.3084 | 5.3897 | 5.3956 | 5.4347 | 5.4495 | 5.4516 | 5.4802 | 5.5092 | 5.5586 | 0.26458 | Total Cost | 0 | Total Cost | 0 | Collection process | Manual
NABERS Rating Type (Base/Whole) |  | Base | 2023 NABERS | IOM | 5.2362 | 5.2411 | 5.2497 | 5.3201 | 5.3392 | 5.3755 | 5.3907 | 5.3929 | 5.4401 | 5.4606 | 5.493 | 0.25674 | Annual Savings | 0 | Progress by FY32 | 0% | NLA covered | not required
Postcode |  | 2000 | [14 empty] | Est IRR |  | Est. 100% completion | #NAME? | Cost for automation | 0
Rated Area |  | 9319 | [14 empty] | NABERS Improvement | #DIV/0! |  |  | ETA 100% coverage | #NAME?
Rated Hours |  | 54 | [14 empty] | FY32 NABERS | 5.3187 |  |  | Tenant spec. data | not required
Electricity Consumption (MWh) |  | 607.252 | [14 empty] | FY33 NABERS^ | 5.3187
Gas Consumption (GJ) |  | 946.923 | [14 empty] | Total Electricity Reduction | 0%
NABERS Benchmark Factor |  | 58.5 | 0% | [13 empty] | Total Gas Reduction | 0%
| Current NABERS Energy Rating: | 5.3187
Identified Projects | [5 empty] | 2024-06-30 | 2025-06-30 | 2026-06-30 | 2027-06-30 | 2028-06-30 | 2029-06-30 | 2030-06-30 | 2031-06-30 | 2032-06-30 | 2033-06-30 | 2034-06-30 | Project Classifications
Job Number | Job Description | Predicted Reduction (MWh) | Predicted Reduction (MJ) | Estimated completion date | Total Expected Cost ($) | CURRENT | FY25 | FY26 | FY27 | FY28 | FY29 | FY30 | FY31 | FY32 | FY33 | YR 11 - 20 | Efficiency | Electrification | GRESB | NABERS | Est IRR | Opex | Life-cycle
[6 empty] | 0 | 0 | 0 | 0 | 0 | 0 | 0 | 0 | 0 | 0 | 0 |  |  |  | #DIV/0!
[6 empty] | 0 | 0 | 0 | 0 | 0 | 0 | 0 | 0 | 0 | 0 | 0 |  |  |  | #DIV/0!
[6 empty] | 0 | 0 | 0 | 0 | 0 | 0 | 0 | 0 | 0 | 0 | 0 |  |  |  | #DIV/0!
[6 empty] | 0 | 0 | 0 | 0 | 0 | 0 | 0 | 0 | 0 | 0 | 0 |  |  |  | #DIV/0!
[6 empty] | 0 | 0 | 0 | 0 | 0 | 0 | 0 | 0 | 0 | 0 | 0 |  |  |  | #DIV/0!
[6 empty] | 0 | 0 | 0 | 0 | 0 | 0 | 0 | 0 | 0 | 0 | 0 |  |  |  | #DIV/0!
[6 empty] | 0 | 0 | 0 | 0 | 0 | 0 | 0 | 0 | 0 | 0 | 0 |  |  |  | #DIV/0!
[6 empty] | 0 | 0 | 0 | 0 | 0 | 0 | 0 | 0 | 0 | 0 | 0 |  |  |  | #DIV/0!
[6 empty] | 0 | 0 | 0 | 0 | 0 | 0 | 0 | 0 | 0 | 0 | 0 |  |  |  | #DIV/0!
[6 empty] | 0 | 0 | 0 | 0 | 0 | 0 | 0 | 0 | 0 | 0 | 0 |  |  |  | #DIV/0!
[6 empty] | 0 | 0 | 0 | 0 | 0 | 0 | 0 | 0 | 0 | 0 | 0 |  |  |  | #DIV/0!
[6 empty] | 0 | 0 | 0 | 0 | 0 | 0 | 0 | 0 | 0 | 0 | 0 |  |  |  | #DIV/0!
[6 empty] | 0 | 0 | 0 | 0 | 0 | 0 | 0 | 0 | 0 | 0 | 0 |  |  |  | #DIV/0!
[6 empty] | 0 | 0 | 0 | 0 | 0 | 0 | 0 | 0 | 0 | 0 | 0 |  |  |  | #DIV/0!
[6 empty] | 0 | 0 | 0 | 0 | 0 | 0 | 0 | 0 | 0 | 0 | 0 |  |  |  | #DIV/0!
[6 empty] | 0 | 0 | 0 | 0 | 0 | 0 | 0 | 0 | 0 | 0 | 0 |  |  |  | #DIV/0!
#DIV/0!
#DIV/0!
#DIV/0!
#DIV/0!
#DIV/0!
|  | 0 | 0 |  | 0 | 0 | 0 | 0 | 0 | 0 | 0 | 0 | 0 | 0 | 0 | 0 | 0 | 0 | 0 | #DIV/0! |  | 0 | 0
#NAME?
[17 empty] | MWh saved in FY13 | 0
[17 empty] | Current Rating: | 5.3617
[17 empty] | Expected Rating at 31/3/2024: | 5.3187
[17 empty] | Expected Rating at 31/3/2025: | 5.3187
[17 empty] | Expected Rating at 31/3/2026: | 5.3187 | [7 empty] | 5.3187 | 0 | 0 | 0 | 0
[17 empty] | Expected Rating at 31/3/2027: | 5.3187
[17 empty] | Expected Rating at 31/3/2028: | 5.3187
[17 empty] | Expected Rating at 31/3/2029: | 5.3187
[17 empty] | Expected Rating at 31/3/2030: | 5.3187
[17 empty] | Expected Rating at 31/3/2031: | 5.3187
[17 empty] | Expected Rating at 31/3/2032: | 5.3187
[17 empty] | Expected Rating at 31/3/2033: | 5.3187
[38 empty] | Stars | NSW (2000) | VIC (3000) | QLD (4000) | SA (5000) | WA (6000) |  | Stars | NSW (2000) | VIC (3000) | QLD (4000) | SA (5000) | WA (6000) | Stars | Intensity | Unit | base + diff |  | Base | Whole Building
[38 empty] | 6 | 34.795 | 42.145 | 35.585 | 20.915 | 26.98 |  | 6 | 64.76 | 69.5 | 59.815 | 33.69 | 44.87 | 6 | 34.795 | kg/m2 |  |  | 34.795 | 64.76
[25 empty] | PLEASE DO NOT CHANGE ANYTHING IN THE CELLS IN THIS SECTION OF THE CALCULATOR | [12 empty] | 5.5 | 52.1925 | 63.2175 | 53.3775 | 31.3725 | 40.47 |  | 5.5 | 97.14 | 104.25 | 89.7225 | 50.535 | 67.305 | 5.5 | 52.1925 | kg/m2 |  |  | 52.1925 | 97.14 |  |  | Elec (kg/MWh) | Gas (kG/GJ)
[37 empty] | Base Building | 5 | 69.59 | 84.29 | 71.17 | 41.83 | 53.96 | Whole Building | 5 | 129.52 | 139 | 119.63 | 67.38 | 89.74 | 5 | 69.59 | kg/m2 | 69.59 |  | 69.59 | 129.52 |  | ACT | 810 | 51.33 | 2000 |  |  |  |  | Economy Cycle | Identified only | All |  | NLA: | 9319 | m2 | Emissions/m2 | 57.9976
[19 empty] | 152 | Cost/MWh | [17 empty] | 4.5 | 84.92 | 101.75 | 80.29 | 51.46 | 62.39 |  | 4.5 | 158.69 | 166.57 | 142.47 | 84.06 | 105.77 | 4.5 | 84.92 | kg/m2 | 15.33 |  | 84.92 | 158.69 |  | NSW | 810 | 51.33 | 2000 |  | 11.4061 | El - converter | 53.2391 | BMS | Business case written | Summer |  | Current ABGR rating (w'out GP): | 5.5333 | stars | t.CO2 | 540479.6776
[38 empty] | 4 | 100.25 | 120.31 | 89.42 | 61.1 | 70.83 |  | 4 | 187.86 | 194.15 | 165.3 | 100.73 | 121.79 | 4 | 100.25 | kg/m2 | 15.33 |  | 100.25 | 187.86 |  | QLD | 810 | 51.33 | 3000 |  | 179.9916 | Gas - converter | 5.2609 | HVAC | Approved to implement | Winter |  | ABGR Electricity intensity: | 53.2391 | kg/m2 | Electrical emissions | 491874.12
[38 empty] | 3.5 | 115.57 | 138.88 | 98.54 | 70.74 | 79.26 |  | 3.5 | 217.04 | 221.73 | 188.13 | 117.41 | 137.82 | 3.5 | 115.57 | kg/m2 | 15.32 |  | 115.57 | 217.04 |  | SA | 770 | 51.33 | 4000 |  |  |  |  | Chillers | Rejected, do not persue | Shoulder |  | Current NABERS Water rating: |  | stars | Gas emissions | 48605.5576
[38 empty] | 3 | 130.9 | 157.45 | 107.66 | 80.38 | 87.69 |  | 3 | 246.21 | 249.31 | 210.96 | 134.09 | 153.85 | 3 | 130.9 | kg/m2 | 15.33 |  | 130.9 | 246.21 |  | VIC | 980 | 51.33 | 5000 |  | 0.152 |  |  | VSDs | Rejected but reconsider |  |  | Energy performance tracking | Consumption | Unit |  | 53.7015
[38 empty] | 2.5 | 146.23 | 176.01 | 116.79 | 90.02 | 96.12 |  | 2.5 | 275.38 | 276.89 | 233.79 | 150.77 | 169.87 | 2.5 | 146.23 | kg/m2 | 15.33 |  | 146.23 | 275.38 |  | WA | 680 | 51.33 | 6000 |  |  |  |  | Lighting replacement and controls | Complete |  |  | Current Electricity Consumption: | 607.252 | MWh |  |  | 5.3617
[21 empty] | Average Electricity Price ($/kWh): | 0.152 | [15 empty] | 2 | 161.56 | 194.58 | 125.91 | 99.65 | 104.55 |  | 2 | 304.55 | 304.47 | 256.62 | 167.44 | 185.9 | 2 | 161.56 | kg/m2 | 15.33 |  | 161.56 | 304.55 | [9 empty] | Condensor water loop |  |  |  | Current Gas Consumption | 946.923 | GJ |  | 48605.5576
[38 empty] | 1.5 | 176.89 | 213.15 | 135.04 | 109.29 | 112.98 |  | 1.5 | 333.72 | 332.05 | 279.45 | 184.12 | 201.92 | 1.5 | 176.89 | kg/m2 | 15.33 |  | 176.89 | 333.72 | [9 empty] | CO/CO2 sensors |  |  |  | ABGR Gas Intensity | 5.2609
[21 empty] | Rating benefit calulator | [16 empty] | 1 | 192.21 | 231.71 | 144.16 | 118.93 | 121.42 |  | 1 | 362.89 | 359.62 | 302.28 | 200.8 | 217.95 | 1 | 192.21 | kg/m2 | 15.32 |  | 192.21 | 362.89 | [9 empty] | Submetering |  |  |  |  | 58.5
[39 empty] | NSW | VIC | QLD | SA | WA |  |  | NSW | VIC | QLD | SA | WA | [16 empty] | Cooling Tower
[6 empty] | 2024-06-30 | 2025-06-30 | 2026-06-30 | 2027-06-30 | 2028-06-30 | 2029-06-30 | 2030-06-30 | 2031-06-30 | 2032-06-30 | 2033-06-30 | 2034-06-30 | [5 empty] | Savings | Payback | + stars | kg/m2 | 2024-03-31 | 2025-03-31 | 2026-03-31 | 2027-03-31 | 2028-03-31 | 2029-03-31 | 2030-03-31 | 2031-03-31 | 2032-03-31 | 2033-03-31 | 2034-03-31 | full year saving for business case |  | capex | opex | [14 empty] | 84.92 | Stars | 69.59 | 15.33 | 15.33 | 15.32 | 15.33 | 15.33 | 15.33 | 15.33 | 15.32 |  |  |  |  | Lift | [7 empty] | Base | Whole Building
[6 empty] | 0 | 0 | 0 | 0 | 0 | 0 | 0 | 0 | 0 | 0 | 0 | [5 empty] | 0 | #DIV/0! | 0 | 0 | 0 | 0 | 0 | 0 | 0 | 0 | 0 | 0 | 0 | 0 | 0 | 0 | 0 | 0 | 0 | [14 empty] | 84.92 | Current | 58.5 | [12 empty] | Hot Water
[6 empty] | 0 | 0 | 0 | 0 | 0 | 0 | 0 | 0 | 0 | 0 | 0 | [5 empty] | 0 | #DIV/0! | 0 | 0 | 0 | 0 | 0 | 0 | 0 | 0 | 0 | 0 | 0 | 0 | 0 | 0 | 0 | 0 | 0 | [14 empty] | 84.92 | 2025-03-31 | 58.5 | [12 empty] | Renewables | [6 empty] | Stars | NSW | NSW | Stars | (to invert)
[6 empty] | 0 | 0 | 0 | 0 | 0 | 0 | 0 | 0 | 0 | 0 | 0 | [5 empty] | 0 | #DIV/0! | 0 | 0 | 0 | 0 | 0 | 0 | 0 | 0 | 0 | 0 | 0 | 0 | 0 | 0 | 0 | 0 | 0 | [14 empty] | 84.92 | 2026-03-31 | 58.5 | [12 empty] | Other | [6 empty] | 1 | 192.21 | 362.89 | 5 | 69.59 | 129.52
[6 empty] | 0 | 0 | 0 | 0 | 0 | 0 | 0 | 0 | 0 | 0 | 0 | [5 empty] | 0 | #DIV/0! | 0 | 0 | 0 | 0 | 0 | 0 | 0 | 0 | 0 | 0 | 0 | 0 | 0 | 0 | 0 | 0 | 0 | [14 empty] | 84.92 | 2027-03-31 | 58.5 | [19 empty] | 1.5 | 176.89 | 333.72 | 4.5 | 84.92 | 158.69
[6 empty] | 0 | 0 | 0 | 0 | 0 | 0 | 0 | 0 | 0 | 0 | 0 | [5 empty] | 0 | #DIV/0! | 0 | 0 | 0 | 0 | 0 | 0 | 0 | 0 | 0 | 0 | 0 | 0 | 0 | 0 | 0 | 0 | 0 | [14 empty] | 84.92 | 2028-03-30 | 58.5 | [19 empty] | 2 | 161.56 | 304.55 | 4 | 100.25 | 187.86
[6 empty] | 0 | 0 | 0 | 0 | 0 | 0 | 0 | 0 | 0 | 0 | 0 | [5 empty] | 0 | #DIV/0! | 0 | 0 | 0 | 0 | 0 | 0 | 0 | 0 | 0 | 0 | 0 | 0 | 0 | 0 | 0 | 0 | 0 | [14 empty] | 84.92 | 2029-03-30 | 58.5 | [19 empty] | 2.5 | 146.23 | 275.38 | 3.5 | 115.57 | 217.04
[6 empty] | 0 | 0 | 0 | 0 | 0 | 0 | 0 | 0 | 0 | 0 | 0 | [5 empty] | 0 | #DIV/0! | 0 | 0 | 0 | 0 | 0 | 0 | 0 | 0 | 0 | 0 | 0 | 0 | 0 | 0 | 0 | 0 | 0 | [14 empty] | 84.92 | 2030-03-30 | 58.5 | [19 empty] | 3 | 130.9 | 246.21 | 3 | 130.9 | 246.21
[6 empty] | 0 | 0 | 0 | 0 | 0 | 0 | 0 | 0 | 0 | 0 | 0 | [5 empty] | 0 | #DIV/0! | 0 | 0 | 0 | 0 | 0 | 0 | 0 | 0 | 0 | 0 | 0 | 0 | 0 | 0 | 0 | 0 | 0 | [14 empty] | 84.92 | 2031-03-30 | 58.5 | [19 empty] | 3.5 | 115.57 | 217.04 | 2.5 | 146.23 | 275.38
[6 empty] | 0 | 0 | 0 | 0 | 0 | 0 | 0 | 0 | 0 | 0 | 0 | [5 empty] | 0 | #DIV/0! | 0 | 0 | 0 | 0 | 0 | 0 | 0 | 0 | 0 | 0 | 0 | 0 | 0 | 0 | 0 | 0 | 0 | [14 empty] | 84.92 | 2032-03-29 | 58.5 | [19 empty] | 4 | 100.25 | 187.86 | 2 | 161.56 | 304.55
[6 empty] | 0 | 0 | 0 | 0 | 0 | 0 | 0 | 0 | 0 | 0 | 0 | [5 empty] | 0 | #DIV/0! | 0 | 0 | 0 | 0 | 0 | 0 | 0 | 0 | 0 | 0 | 0 | 0 | 0 | 0 | 0 | 0 | 0 | [14 empty] | 84.92 | 2033-03-29 | 58.5 | [19 empty] | 4.5 | 84.92 | 158.69 | 1.5 | 176.89 | 333.72
[6 empty] | 0 | 0 | 0 | 0 | 0 | 0 | 0 | 0 | 0 | 0 | 0 | [5 empty] | 0 | #DIV/0! | 0 | 0 | 0 | 0 | 0 | 0 | 0 | 0 | 0 | 0 | 0 | 0 | 0 | 0 | 0 | 0 | 0 | [36 empty] | 5 | 69.59 | 129.52 | 1 | 192.21 | 362.89
[6 empty] | 0 | 0 | 0 | 0 | 0 | 0 | 0 | 0 | 0 | 0 | 0 | [5 empty] | 0 | #DIV/0! | 0 | 0 | 0 | 0 | 0 | 0 | 0 | 0 | 0 | 0 | 0 | 0 | 0 | 0 | 0 | 0 | 0
[6 empty] | 0 | 0 | 0 | 0 | 0 | 0 | 0 | 0 | 0 | 0 | 0 | [5 empty] | 0 | #DIV/0! | 0 | 0 | 0 | 0 | 0 | 0 | 0 | 0 | 0 | 0 | 0 | 0 | 0 | 0 | 0 | 0 | 0
[6 empty] | 0 | 0 | 0 | 0 | 0 | 0 | 0 | 0 | 0 | 0 | 0 | [5 empty] | 0 | #DIV/0! | 0 | 0 | 0 | 0 | 0 | 0 | 0 | 0 | 0 | 0 | 0 | 0 | 0 | 0 | 0 | 0 | 0
[6 empty] | 0 | 0 | 0 | 0 | 0 | 0 | 0 | 0 | 0 | 0 | 0 | [5 empty] | 0 | #DIV/0! | 0 | 0 | 0 | 0 | 0 | 0 | 0 | 0 | 0 | 0 | 0 | 0 | 0 | 0 | 0 | 0 | 0
[6 empty] | 0 | 0 | 0 | 0 | 0 | 0 | 0 | 0 | 0 | 0 | 0 | [5 empty] | 0 | #DIV/0! | 0 | 0 | 0 | 0 | 0 | 0 | 0 | 0 | 0 | 0 | 0 | 0 | 0 | 0 | 0 | 0 | 0
[6 empty] | 0 | 0 | 0 | 0 | 0 | 0 | 0 | 0 | 0 | 0 | 0 | [5 empty] | 0 | #DIV/0! | 0 | 0 | 0 | 0 | 0 | 0 | 0 | 0 | 0 | 0 | 0 | 0 | 0 | 0 | 0 | 0 | 0
[6 empty] | 0 | 0 | 0 | 0 | 0 | 0 | 0 | 0 | 0 | 0 | 0 | [5 empty] | 0 | #DIV/0! | 0 | 0 | 0 | 0 | 0 | 0 | 0 | 0 | 0 | 0 | 0 | 0 | 0 | 0 | 0 | 0 | 0
[6 empty] | 0 | 0 | 0 | 0 | 0 | 0 | 0 | 0 | 0 | 0 | 0 | [5 empty] | 0 | #DIV/0! | 0 | 0 | 0 | 0 | 0 | 0 | 0 | 0 | 0 | 0 | 0 | 0 | 0 | 0 | 0 | 0 | 0
[6 empty] | 0 | 0 | 0 | 0 | 0 | 0 | 0 | 0 | 0 | 0 | 0 | [5 empty] | 0 | #DIV/0! | 0 | 0 | 0 | 0 | 0 | 0 | 0 | 0 | 0 | 0 | 0 | 0 | 0 | 0 | 0 | 0 | 0
[6 empty] | 0 | 0 | 0 | 0 | 0 | 0 | 0 | 0 | 0 | 0 | 0 | [5 empty] | 0 | #DIV/0! | 0 | 0 | 0 | 0 | 0 | 0 | 0 | 0 | 0 | 0 | 0 | 0 | 0 | 0 | 0 | 0 | 0
[6 empty] | 0 | 0 | 0 | 0 | 0 | 0 | 0 | 0 | 0 | 0 | 0 | [5 empty] | 0 | #DIV/0! | 0 | 0 | 0 | 0 | 0 | 0 | 0 | 0 | 0 | 0 | 0 | 0 | 0 | 0 | 0 | 0 | 0
[6 empty] | 0 | 0 | 0 | 0 | 0 | 0 | 0 | 0 | 0 | 0 | 0 | [5 empty] | 0 | #DIV/0! | 0 | 0 | 0 | 0 | 0 | 0 | 0 | 0 | 0 | 0 | 0 | 0 | 0 | 0 | 0 | 0 | 0
[6 empty] | 0 | 0 | 0 | 0 | 0 | 0 | 0 | 0 | 0 | 0 | 0 | [5 empty] | 0 | #DIV/0! | 0 | 0 | 0 | 0 | 0 | 0 | 0 | 0 | 0 | 0 | 0 | 0 | 0 | 0 | 0 | 0 | 0
[6 empty] | 0 | 0 | 0 | 0 | 0 | 0 | 0 | 0 | 0 | 0 | 0 | [5 empty] | 0 | #DIV/0! | 0 | 0 | 0 | 0 | 0 | 0 | 0 | 0 | 0 | 0 | 0 | 0 | 0 | 0 | 0 | 0 | 0
[6 empty] | 0 | 0 | 0 | 0 | 0 | 0 | 0 | 0 | 0 | 0 | 0 | [5 empty] | 0 | #DIV/0! | 0 | 0 | 0 | 0 | 0 | 0 | 0 | 0 | 0 | 0 | 0 | 0 | 0 | 0 | 0 | 0 | 0
[6 empty] | 0 | 0 | 0 | 0 | 0 | 0 | 0 | 0 | 0 | 0 | 0 | [5 empty] | 0 | #DIV/0! | 0 | 0 | 0 | 0 | 0 | 0 | 0 | 0 | 0 | 0 | 0 | 0 | 0 | 0 | 0 | 0 | 0
[6 empty] | 0 | 0 | 0 | 0 | 0 | 0 | 0 | 0 | 0 | 0 | 0 | [5 empty] | 0 | #DIV/0! | 0 | 0 | 0 | 0 | 0 | 0 | 0 | 0 | 0 | 0 | 0 | 0 | 0 | 0 | 0 | 0 | 0
[6 empty] | 0 | 0 | 0 | 0 | 0 | 0 | 0 | 0 | 0 | 0 | 0 | [5 empty] | 0 | #DIV/0! | 0 | 0 | 0 | 0 | 0 | 0 | 0 | 0 | 0 | 0 | 0 | 0 | 0 | 0 | 0 | 0 | 0
[6 empty] | 0 | 0 | 0 | 0 | 0 | 0 | 0 | 0 | 0 | 0 | 0 | [5 empty] | 0 | #DIV/0! | 0 | 0 | 0 | 0 | 0 | 0 | 0 | 0 | 0 | 0 | 0 | 0 | 0 | 0 | 0 | 0 | 0
[6 empty] | 0 | 0 | 0 | 0 | 0 | 0 | 0 | 0 | 0 | 0 | 0 | [5 empty] | 0 | #DIV/0! | 0 | 0 | 0 | 0 | 0 | 0 | 0 | 0 | 0 | 0 | 0 | 0 | 0 | 0 | 0 | 0 | 0
[6 empty] | 0 | 0 | 0 | 0 | 0 | 0 | 0 | 0 | 0 | 0 | 0 | [5 empty] | 0 | #DIV/0! | 0 | 0 | 0 | 0 | 0 | 0 | 0 | 0 | 0 | 0 | 0 | 0 | 0 | 0 | 0 | 0 | 0
[6 empty] | 0 | 0 | 0 | 0 | 0 | 0 | 0 | 0 | 0 | 0 | 0 | [5 empty] | 0 | #DIV/0! | 0 | 0 | 0 | 0 | 0 | 0 | 0 | 0 | 0 | 0 | 0 | 0 | 0 | 0 | 0 | 0 | 0
[6 empty] | 0 | 0 | 0 | 0 | 0 | 0 | 0 | 0 | 0 | 0 | 0 | [5 empty] | 0 | #DIV/0! | 0 | 0 | 0 | 0 | 0 | 0 | 0 | 0 | 0 | 0 | 0 | 0 | 0 | 0 | 0 | 0 | 0
[6 empty] | 0 | 0 | 0 | 0 | 0 | 0 | 0 | 0 | 0 | 0 | 0 | [5 empty] | 0 | #DIV/0! | 0 | 0 | 0 | 0 | 0 | 0 | 0 | 0 | 0 | 0 | 0 | 0 | 0 | 0 | 0 | 0 | 0
[6 empty] | 0 | 0 | 0 | 0 | 0 | 0 | 0 | 0 | 0 | 0 | 0 | [5 empty] | 0 | #DIV/0! | 0 | 0 | 0 | 0 | 0 | 0 | 0 | 0 | 0 | 0 | 0 | 0 | 0 | 0 | 0 | 0 | 0
[6 empty] | 0 | 0 | 0 | 0 | 0 | 0 | 0 | 0 | 0 | 0 | 0 | [5 empty] | 0 | #DIV/0! | 0 | 0 | 0 | 0 | 0 | 0 | 0 | 0 | 0 | 0 | 0 | 0 | 0 | 0 | 0 | 0 | 0
[6 empty] | 0 | 0 | 0 | 0 | 0 | 0 | 0 | 0 | 0 | 0 | 0 | [5 empty] | 0 | #DIV/0! | 0 | 0 | 0 | 0 | 0 | 0 | 0 | 0 | 0 | 0 | 0 | 0 | 0 | 0 | 0 | 0 | 0
[6 empty] | 0 | 0 | 0 | 0 | 0 | 0 | 0 | 0 | 0 | 0 | 0 | [5 empty] | 0 | #DIV/0! | 0 | 0 | 0 | 0 | 0 | 0 | 0 | 0 | 0 | 0 | 0 | 0 | 0 | 0 | 0 | 0 | 0
[6 empty] | 0 | 0 | 0 | 0 | 0 | 0 | 0 | 0 | 0 | 0 | 0 | [5 empty] | 0 | #DIV/0! | 0 | 0 | 0 | 0 | 0 | 0 | 0 | 0 | 0 | 0 | 0 | 0 | 0 | 0 | 0 | 0 | 0
[6 empty] | 0 | 0 | 0 | 0 | 0 | 0 | 0 | 0 | 0 | 0 | 0 | [5 empty] | 0 | #DIV/0! | 0 | 0 | 0 | 0 | 0 | 0 | 0 | 0 | 0 | 0 | 0 | 0 | 0 | 0 | 0 | 0 | 0
[6 empty] | 0 | 0 | 0 | 0 | 0 | 0 | 0 | 0 | 0 | 0 | 0 | [5 empty] | 0 | #DIV/0! | 0 | 0 | 0 | 0 | 0 | 0 | 0 | 0 | 0 | 0 | 0 | 0 | 0 | 0 | 0 | 0 | 0
[6 empty] | 0 | 0 | 0 | 0 | 0 | 0 | 0 | 0 | 0 | 0 | 0 | [5 empty] | 0 | #DIV/0! | 0 | 0 | 0 | 0 | 0 | 0 | 0 | 0 | 0 | 0 | 0 | 0 | 0 | 0 | 0 | 0 | 0
[22 empty] | 0 | #DIV/0! | 0 | 0 | 0 | 0 | 0 | 0 | 0 | 0 | 0 | 0 | 0 | 0 | 0 | 0 | 0 | 0 | 0
[22 empty] | 0 | #DIV/0! | 0 | 0 | 0 | 0 | 0 | 0 | 0 | 0 | 0 | 0 | 0 | 0 | 0 | 0 | 0 | 0 | 0
[24 empty] | 0 | 0 | 0 | 0 | 0 | 0 | 0 | 0 | 0 | 0 | 0 | 0 | 0 | 0 | 0 | 0 | 0
[24 empty] | 0 | 0 | 0 | 0 | 0 | 0 | 0 | 0 | 0 | 0 | 0 | 0 | 0 | 0 | 0 | 0 | 0
[5 empty] | Electricity savings | 0 | 0 | 0 | 0 | 0 | 0 | 0 | 0 | 0 | 0 | 0 | [6 empty] | #DIV/0! | TOTAL |  | 0 | 0 | 0 | 0 | 0 | 0 | 0 | 0 | 0 | 0 | 0 | 0 | 0 | 0 | 0
[24 empty] | FY Performance | 58.5 | 58.5 | 58.5 | 58.5 | 58.5 | 58.5 | 58.5 | 58.5 | 58.5 | 58.5 | 58.5 | 58.5
[24 empty] | Star Rating | 5.3187 | 5.3187 | 5.3187 | 5.3187 | 5.3187 | 5.3187 | 5.3187 | 5.3187 | 5.3187 | 5.3187 | 5.3187 | 5.3187
[6 empty] | 0 | 0 | 0 | 0 | 0 | 0 | 0 | 0 | 0 | 0 | 0
[6 empty] | 0 | 0 | 0 | 0 | 0 | 0 | 0 | 0 | 0 | 0 | 0
[6 empty] | 0 | 0 | 0 | 0 | 0 | 0 | 0 | 0 | 0 | 0 | 0
[6 empty] | 0 | 0 | 0 | 0 | 0 | 0 | 0 | 0 | 0 | 0 | 0
[6 empty] | 0 | 0 | 0 | 0 | 0 | 0 | 0 | 0 | 0 | 0 | 0
[6 empty] | 0 | 0 | 0 | 0 | 0 | 0 | 0 | 0 | 0 | 0 | 0 | [9 empty] | 0 | 0
[6 empty] | 0 | 0 | 0 | 0 | 0 | 0 | 0 | 0 | 0 | 0 | 0 | [9 empty] | 0 | 0
[6 empty] | 0 | 0 | 0 | 0 | 0 | 0 | 0 | 0 | 0 | 0 | 0
[6 empty] | 0 | 0 | 0 | 0 | 0 | 0 | 0 | 0 | 0 | 0 | 0
[6 empty] | 0 | 0 | 0 | 0 | 0 | 0 | 0 | 0 | 0 | 0 | 0
[6 empty] | 0 | 0 | 0 | 0 | 0 | 0 | 0 | 0 | 0 | 0 | 0
[6 empty] | 0 | 0 | 0 | 0 | 0 | 0 | 0 | 0 | 0 | 0 | 0
[6 empty] | 0 | 0 | 0 | 0 | 0 | 0 | 0 | 0 | 0 | 0 | 0
[6 empty] | 0 | 0 | 0 | 0 | 0 | 0 | 0 | 0 | 0 | 0 | 0
[6 empty] | 0 | 0 | 0 | 0 | 0 | 0 | 0 | 0 | 0 | 0 | 0
[6 empty] | 0 | 0 | 0 | 0 | 0 | 0 | 0 | 0 | 0 | 0 | 0
[6 empty] | 0 | 0 | 0 | 0 | 0 | 0 | 0 | 0 | 0 | 0 | 0
[6 empty] | 0 | 0 | 0 | 0 | 0 | 0 | 0 | 0 | 0 | 0 | 0
[6 empty] | 0 | 0 | 0 | 0 | 0 | 0 | 0 | 0 | 0 | 0 | 0
[6 empty] | 0 | 0 | 0 | 0 | 0 | 0 | 0 | 0 | 0 | 0 | 0
[6 empty] | 0 | 0 | 0 | 0 | 0 | 0 | 0 | 0 | 0 | 0 | 0
[6 empty] | 0 | 0 | 0 | 0 | 0 | 0 | 0 | 0 | 0 | 0 | 0
[6 empty] | 0 | 0 | 0 | 0 | 0 | 0 | 0 | 0 | 0 | 0 | 0
[6 empty] | 0 | 0 | 0 | 0 | 0 | 0 | 0 | 0 | 0 | 0 | 0
[6 empty] | 0 | 0 | 0 | 0 | 0 | 0 | 0 | 0 | 0 | 0 | 0
[6 empty] | 0 | 0 | 0 | 0 | 0 | 0 | 0 | 0 | 0 | 0 | 0
[6 empty] | 0 | 0 | 0 | 0 | 0 | 0 | 0 | 0 | 0 | 0 | 0
[6 empty] | 0 | 0 | 0 | 0 | 0 | 0 | 0 | 0 | 0 | 0 | 0
[6 empty] | 0 | 0 | 0 | 0 | 0 | 0 | 0 | 0 | 0 | 0 | 0
[6 empty] | 0 | 0 | 0 | 0 | 0 | 0 | 0 | 0 | 0 | 0 | 0
[6 empty] | 0 | 0 | 0 | 0 | 0 | 0 | 0 | 0 | 0 | 0 | 0
[6 empty] | 0 | 0 | 0 | 0 | 0 | 0 | 0 | 0 | 0 | 0 | 0
[6 empty] | 0 | 0 | 0 | 0 | 0 | 0 | 0 | 0 | 0 | 0 | 0
[6 empty] | 0 | 0 | 0 | 0 | 0 | 0 | 0 | 0 | 0 | 0 | 0
[6 empty] | 0 | 0 | 0 | 0 | 0 | 0 | 0 | 0 | 0 | 0 | 0
[6 empty] | 0 | 0 | 0 | 0 | 0 | 0 | 0 | 0 | 0 | 0 | 0
[6 empty] | 0 | 0 | 0 | 0 | 0 | 0 | 0 | 0 | 0 | 0 | 0
[6 empty] | 0 | 0 | 0 | 0 | 0 | 0 | 0 | 0 | 0 | 0 | 0
[6 empty] | 0 | 0 | 0 | 0 | 0 | 0 | 0 | 0 | 0 | 0 | 0
[6 empty] | 0 | 0 | 0 | 0 | 0 | 0 | 0 | 0 | 0 | 0 | 0
[6 empty] | 0 | 0 | 0 | 0 | 0 | 0 | 0 | 0 | 0 | 0 | 0
[6 empty] | 0 | 0 | 0 | 0 | 0 | 0 | 0 | 0 | 0 | 0 | 0
[6 empty] | 0 | 0 | 0 | 0 | 0 | 0 | 0 | 0 | 0 | 0 | 0
[6 empty] | 0 | 0 | 0 | 0 | 0 | 0 | 0 | 0 | 0 | 0 | 0
[6 empty] | 0 | 0 | 0 | 0 | 0 | 0 | 0 | 0 | 0 | 0 | 0
[6 empty] | 0 | 0 | 0 | 0 | 0 | 0 | 0 | 0 | 0 | 0 | 0
[5 empty] | Gas Savings | 0 | 0 | 0 | 0 | 0 | 0 | 0 | 0 | 0 | 0 | 0
[5 empty] | Current | 2024-06-30 | 2025-06-30 | 2026-06-30 | 2027-06-30 | 2028-06-30 | 2029-06-30 | 2030-06-30 | 2031-06-30 | 2032-06-30 | 2033-06-30 | 2034-06-30 | 2035-06-30
|  |  |  | NABERS | 5.3187 | 5.3187 | 5.3187 | 5.3187 | 5.3187 | 5.3187 | 5.3187 | 5.3187 | 5.3187 | 5.3187 | 5.3187 | 5.3187
Formulas:
Base = [Base, row above]+365

## 120C-NR
Energy and Carbon Roadmap
120 Collins Street
Asset Qualifier
Energy Consumption
Scope | Emission Source | SOURCE | UNIT COST | Units | BASE | CURRENT | FY25 | FY26 | FY27 | FY28 | FY29 | FY30 | FY31 | FY32 | FY33 | Reduction
VIC2 | Electricity Consumption | Black | 0.2141 | MWh | 3544.229 | 3544.229 | 3544.229 | 3544.229 | 3544.229 | 3544.229 | 3544.229 | 3544.229 | 3544.229 | 3544.229 | 3544.229 | 0%
VIC2 | Annual Electricity Savings |  |  | MWh | 0 | 0 | 0 | 0 | 0 | 0 | 0 | 0 | 0 | 0 | 0 | 0
Scope 1 | Gas Consumption |  | 18.7469 | GJ | 8473.163 | 8473.163 | 8473.163 | 8473.163 | 8473.163 | 8473.163 | 8473.163 | 8473.163 | 8473.163 | 8473.163 | 8473.163 | 0%
Scope 1 | Annual Gas Savings |  |  | GJ | 0 | 0 | 0 | 0 | 0 | 0 | 0 | 0 | 0 | 0 | 0 | 0
Emissions profile
Scope | Emission Source |  |  | Units | BASE | CURRENT | FY25 | FY26 | FY27 | FY28 | FY29 | FY30 | FY31 | FY32 | FY33 | Reduction
VIC2 | Electricity - Renewable |  |  | t.CO2-e | 3260.6907 | 1564.7771 | 0 | 0 | 0 | 0 | 0 | 0 | 0 | 0 | 0 | 100%
Scope 1 | Gas |  |  | t.CO2-e | 436.6221 | 0 | 0 | 0 | 0 | 0 | 0 | 0 | 0 | 0 | 0 | 100%
Scope 3 | Water, waste and Utility scope 3 |  |  | t.CO2-e | 144.0319 | 0 | 0 | 0 | 0 | 0 | 0 | 0 | 0 | 0 | 0 | 100%
|  |  |  | t.CO2-e | 3841.3446 | 1564.7771 | 0 | 0 | 0 | 0 | 0 | 0 | 0 | 0 | 0 | 100%
|  |  |  | kg.CO2-e/m2 | 60.9863 | 24.8429 | 0 | 0 | 0 | 0 | 0 | 0 | 0 | 0 | 0
Net Zero Contribution
Scope | Emission Source |  |  | Units | BASE | CURRENT | FY25 | FY26 | FY27 | FY28 | FY29 | FY30 | FY31 | FY32 | FY33 | Reduction
Capital | Energy Efficiency |  |  | t.CO2-e | 0 | 0 | 0 | 0 | 0 | 0 | 0 | 0 | 0 | 0 | 0 | 0
VIC2 | Renewable Electricity |  |  | t.CO2-e | 0 | 1564.7771 | 2736.1448 | 2597.9199 | 2527.0353 | 2477.4161 | 2332.1027 | 2080.4624 | 1828.8222 | 1633.8896 | 1552.3723 | 21330.9422
Scope 1 | Gas Offsets |  |  | t.CO2-e | 0 | 436.6221 | 436.6221 | 436.6221 | 436.6221 | 436.6221 | 436.6221 | 436.6221 | 436.6221 | 436.6221 | 436.6221 | 4366.2209
Scope 1 | Electrification |  |  | t.CO2-e | 0 | 0 | 0 | 0 | 0 | 0 | 0 | 0 | 0 | 0 | 0 | 0
Scope 3 | Scope 3 Offsets |  |  | t.CO2-e | 0 | 133.9638 | 123.8957 | 113.8275 | 103.7594 | 93.6913 | 83.6232 | 73.5551 | 63.487 | 53.4189 | 53.4189 | 896.6409
Scope 3 | Scope 3 |  |  | t.CO2-e | 144.0319 | 0 | 0 | 0 | 0 | 0 | 0 | 0 | 0 | 0 | 0 | 0
Scope 1 | Gas |  |  | t.CO2-e | 436.6221 | 0 | 0 | 0 | 0 | 0 | 0 | 0 | 0 | 0 | 0 | 0
VIC2 | Grid Electricity |  |  | t.CO2-e | 3260.6907 | 1564.7771 | 0 | 0 | 0 | 0 | 0 | 0 | 0 | 0 | 0 | 1564.7771
|  |  |  | t.CO2-e | 0 | 2001.3992 | 3172.7669 | 3034.5419 | 2963.6574 | 2914.0382 | 2768.7248 | 2517.0845 | 2265.4443 | 2070.5117 | 1988.9944 | 26593.804
Energy and Carbon Costs |  | NSW2
Scope | Emission Source |  |  |  | BASE | CURRENT | FY25 | FY26 | FY27 | FY28 | FY29 | FY30 | FY31 | FY32 | FY33 | TOTAL
BASELINE - Do nothing scenario
NSW2 | Electricity Consumption costs - do nothing scenario |  |  |  | 771830.22 | 986451.1503 | 1020976.9406 | 1056711.1335 | 1093696.0232 | 1131975.384 | 1171594.5224 | 1212600.3307 | 1455120.3968 | 1506049.6107 | 1558761.3471 | 12193936.8394
Scope 1 | Gas Consumption costs- do nothing scenario |  |  |  | 159548.6291 | 163610.6787 | 168518.999 | 173574.569 | 178781.8061 | 184145.2603 | 189669.6181 | 195359.7066 | 201220.4978 | 207257.1127 | 213474.8261 | 1875613.0744
Scope 1 | Gas Offset Costs - ACCUs (Climate Active) | [5 empty] | 26197.3254 | 26197.3254 | 26197.3254 | 26197.3254 | 26197.3254 | 26197.3254 | 26197.3254 | 26197.3254 | 26197.3254 | 235775.9283
Scope 3 | Scope 3 offsets (from FY24) | [5 empty] | 7433.7393 | 6829.6528 | 6225.5663 | 5621.4799 | 5017.3934 | 4413.3069 | 3809.2205 | 3205.134 | 3205.134 | 45760.627
TOTAL COSTS |  |  |  | Total Cost | 931378.8491 | 1150061.829 | 1223127.0042 | 1263312.6807 | 1304900.7209 | 1347939.4495 | 1392478.8593 | 1438570.6696 | 1686347.4405 | 1742709.1828 | 1801638.6326 | 14351086.4691
|  |  |  | Cost/m2 | 14.7868 | 18.2587 | 19.4187 | 20.0567 | 20.717 | 21.4003 | 22.1074 | 22.8392 | 26.7729 | 27.6678 | 28.6033 | 227.842
ENERGY AND CARBON ROADMAP - Implement NABERS Roadmap projects scenario
VIC2 | Electricity Consumption Costs |  |  |  | 771830.22 | 986451.1503 | 1020976.9406 | 1056711.1335 | 1093696.0232 | 1131975.384 | 1171594.5224 | 1212600.3307 | 1455120.3968 | 1506049.6107 | 1558761.3471 | 12193936.8394
Scope 1 | Gas Consumption costs |  |  |  | 159548.6291 | 163610.6787 | 168518.999 | 173574.569 | 178781.8061 | 184145.2603 | 189669.6181 | 195359.7066 | 201220.4978 | 207257.1127 | 213474.8261 | 1875613.0744
Scope 1 | Gas Offset Costs - ACCUs (Climate Active) | [5 empty] | 26197.3254 | 26197.3254 | 26197.3254 | 26197.3254 | 26197.3254 | 26197.3254 | 26197.3254 | 26197.3254 | 26197.3254 | 235775.9283
Scope 3 | Scope 3 offsets (from FY24) - ACCUs | [5 empty] | 7433.7393 | 6829.6528 | 6225.5663 | 5621.4799 | 5017.3934 | 4413.3069 | 3809.2205 | 3205.134 | 3205.134 | 45760.627
TOTAL COSTS |  |  |  | Total Cost | 931378.8491 | 1150061.829 | 1223127.0042 | 1263312.6807 | 1304900.7209 | 1347939.4495 | 1392478.8593 | 1438570.6696 | 1686347.4405 | 1742709.1828 | 1801638.6326 | 14351086.4691
|  |  |  | Cost/m2 | 14.7868 | 18.2587 | 19.4187 | 20.0567 | 20.717 | 21.4003 | 22.1074 | 22.8392 | 26.7729 | 27.6678 | 28.6033 | 227.842
TOTAL SAVINGS |  |  |  | Savings | 0 | 0 | 0 | 0 | 0 | 0 | 0 | 0 | 0 | 0 | 0 | 0
|  |  |  | Cost/m2 | 0 | 0 | 0 | 0 | 0 | 0 | 0 | 0 | 0 | 0 | 0 | 0
CAPITAL COSTS - NABERS Roadmap
| All Identified Projects |  |  | TOTAL COSTS ($) |  | 0 | 85000 | 1187500 | 882500 | 650000 | 0 | 0 | 0 | 0 | 0 | 2805000
|  |  |  | TOTAL SAVINGS ($) | 0 | 0 | 0 | 0 | 0 | 0 | 0 | 0 | 0 | 0 | 0 | 0
[5 empty] | 0 | 0 | 0 | 0 | 0 | 0 | 0 | 0 | 0 | 0 | 0 | 0
NABERS Roadmap | [16 empty] | Notes and Summary Outcomes |  |  |  | ^ includes projects implemented in FY32
Current rating information |  | p3001 |  | Weighted Average | BASE | CURRENT | FY25 | FY26 | FY27 | FY28 | FY29 | FY30 | FY31 | FY32 | FY33 | TOTAL | ENERGY EFFICIENCY PLAN |  | ELECTRIFICATION PLAN |  | TENANT METERING PLAN
Last rating date |  | 2023-03-31 |  | 120 Collins Street | 4.2065 | 4.2065 | 4.2065 | 4.2065 | 4.2065 | 4.2065 | 4.2065 | 4.2065 | 4.2065 | 4.2065 | 4.2065 | 0 | Status | Underway | Status | Underway | Status | Complete
State |  | VIC |  | ICPF | 5.294 | 5.2979 | 5.3084 | 5.3897 | 5.3956 | 5.4347 | 5.4495 | 5.4516 | 5.4802 | 5.5092 | 5.5586 | 0.26458 | Total Cost |  | Total Cost |  | Collection process | Automatic
NABERS Rating Type (Base/Whole) |  | Base | [14 empty] | Annual Savings |  | Progress by FY32 |  | NLA covered | 100%
Postcode |  | 3000 | 2023 NABERS | [13 empty] | Est IRR | 0% | Est. 100% completion |  | Cost for automation | 85000
Rated Area |  | 50900 | [14 empty] | NABERS Improvement |  |  |  | ETA 100% coverage | Complete
Rated Hours |  | 50.2 | [14 empty] | FY32 NABERS | 4.2065 |  |  | Tenant spec. data | 0% | 120 Collins: Not subject to Investa standard performance lease clause
Electricity Consumption (MWh) |  | 3544.229 | [14 empty] | FY33 NABERS^ | 4.2065 | * Where projects deliver both Efficiency and Electrification benefits, Total Costs are split evenly between categories
Gas Consumption (GJ) |  | 8473.163 | [14 empty] | Total Electricity Reduction | 0% | ^ includes projects implemented in FY32
NABERS Benchmark Factor |  | 112 | 0% | [13 empty] | Total Gas Reduction | 0%
| Current NABERS Energy Rating: | 4.2065
Identified Projects | [5 empty] | 2024-06-30 | 2025-06-30 | 2026-06-30 | 2027-06-30 | 2028-06-30 | 2029-06-30 | 2030-06-30 | 2031-06-30 | 2032-06-30 | 2033-06-30 | 2034-06-30 | Project Classifications
Job Number | Job Description | Predicted Reduction (MWh) | Predicted Reduction (MJ) | Estimated completion date | Total Expected Cost ($) | CURRENT | FY25 | FY26 | FY27 | FY28 | FY29 | FY30 | FY31 | FY32 | FY33 | FY34 | Efficiency | Electrification | TENENT DATA | NABERS | Est IRR | Opex | Life-cycle
MRI_P3001_ADDITIONAL ELECTRICAL SUB-METERS | ADDITIONAL ELECTRICAL SUB-METERS | 0 |  | 2025-03-31 | 85000 | 0 | 85000 | 0 | 0 | 0 | 0 | 0 | 0 | 0 | 0 | 0 |  |  | Yes | #DIV/0! | 0% |  | Yes
MRI_P3001_B2 GENERATOR HEX | B2 GENERATOR HEX |  |  | 2027-03-31 | 250000 | 0 | 0 | 0 | 250000 | 0 | 0 | 0 | 0 | 0 | 0 | 0 | Yes |  |  | #DIV/0! | 0% |  | Yes
MRI_P3001_BOILER REPLACEMENT 5-1 | BOILER REPLACEMENT 5-1 |  |  | 2026-03-31 | 650000 | 0 | 0 | 650000 | 0 | 0 | 0 | 0 | 0 | 0 | 0 | 0 |  | Yes |  | #DIV/0! | 0% |  | Yes
MRI_P3001_BOILER REPLACEMENT 51-1 | BOILER REPLACEMENT 51-1 |  |  | 2028-03-31 | 650000 | 0 | 0 | 0 | 0 | 650000 | 0 | 0 | 0 | 0 | 0 | 0 |  | Yes |  | #DIV/0! | 0% |  | Yes
MRI_P3001_ENERGY VALVE TO CCW COILS IN AHUS | ENERGY VALVE TO CCW COILS IN AHUS |  |  | 2026-03-31 | 237500 | 0 | 0 | 237500 | 0 | 0 | 0 | 0 | 0 | 0 | 0 | 0 | Yes |  |  | #DIV/0! | 0% |  | Yes
MRI_P3001_LEVEL 52 CHW/CCW HEX |  |  |  | 2026-03-31 | 300000 | 0 | 0 | 300000 | 0 | 0 | 0 | 0 | 0 | 0 | 0 | 0 | Yes |  |  | #DIV/0! | 0% |  | Yes
MRI_P3001_NEW POWER FACTOR CORRECTION UNIT |  |  |  | 2027-03-31 | 632500 | 0 | 0 | 0 | 632500 | 0 | 0 | 0 | 0 | 0 | 0 | 0 | Yes |  |  | #DIV/0! | 0% |  | Yes
[6 empty] | 0 | 0 | 0 | 0 | 0 | 0 | 0 | 0 | 0 | 0 | 0 |  |  |  | #DIV/0!
[6 empty] | 0 | 0 | 0 | 0 | 0 | 0 | 0 | 0 | 0 | 0 | 0 |  |  |  | #DIV/0!
#DIV/0!
#DIV/0!
#DIV/0!
#DIV/0!
#DIV/0!
#DIV/0!
#DIV/0!
#DIV/0!
#DIV/0!
#DIV/0!
#DIV/0!
#DIV/0!
|  | 0 | 0 |  | 2805000 | 0 | 85000 | 1187500 | 882500 | 650000 | 0 | 0 | 0 | 0 | 0 | 0 | 1420000 | 1300000 | 85000 | #DIV/0! | 0% | 0 | 2172500
#NAME?
[17 empty] | MWh saved in FY13 | 0
[17 empty] | Current Rating: | 4.2065
[17 empty] | Expected Rating at 31/3/2024: | 4.2065
[17 empty] | Expected Rating at 31/3/2025: | 4.2065
[17 empty] | Expected Rating at 31/3/2026: | 4.2065 | [7 empty] | 4.2065 | 0 | 0 | 0 | 0
[17 empty] | Expected Rating at 31/3/2027: | 4.2065
[17 empty] | Expected Rating at 31/3/2028: | 4.2065
[17 empty] | Expected Rating at 31/3/2029: | 4.2065
[17 empty] | Expected Rating at 31/3/2030: | 4.2065
[17 empty] | Expected Rating at 31/3/2031: | 4.2065
[17 empty] | Expected Rating at 31/3/2032: | 4.2065
[17 empty] | Expected Rating at 31/3/2033: | 4.2065
[38 empty] | Stars | NSW (2000) | VIC (3000) | QLD (4000) | SA (5000) | WA (6000) |  | Stars | NSW (2000) | VIC (3000) | QLD (4000) | SA (5000) | WA (6000) | Stars | Intensity | Unit | base + diff |  | Base | Whole Building
[38 empty] | 6 | 34.795 | 42.145 | 35.585 | 20.915 | 26.98 |  | 6 | 64.76 | 69.5 | 59.815 | 33.69 | 44.87 | 6 | 42.145 | kg/m2 |  |  | 42.145 | 69.5
[25 empty] | PLEASE DO NOT CHANGE ANYTHING IN THE CELLS IN THIS SECTION OF THE CALCULATOR | [12 empty] | 5.5 | 52.1925 | 63.2175 | 53.3775 | 31.3725 | 40.47 |  | 5.5 | 97.14 | 104.25 | 89.7225 | 50.535 | 67.305 | 5.5 | 63.2175 | kg/m2 |  |  | 63.2175 | 104.25 |  |  | Elec (kg/MWh) | Gas (kG/GJ)
[37 empty] | Base Building | 5 | 69.59 | 84.29 | 71.17 | 41.83 | 53.96 | Whole Building | 5 | 129.52 | 139 | 119.63 | 67.38 | 89.74 | 5 | 84.29 | kg/m2 | 84.29 |  | 84.29 | 139 |  | ACT | 810 | 51.33 | 2000 |  |  |  |  | Economy Cycle | Identified only | All |  | NLA: | 50900 | m2 | Emissions/m2 | 76.7833
[19 empty] | 152 | Cost/MWh | [17 empty] | 4.5 | 84.92 | 101.75 | 80.29 | 51.46 | 62.39 |  | 4.5 | 158.69 | 166.57 | 142.47 | 84.06 | 105.77 | 4.5 | 101.75 | kg/m2 | 17.46 |  | 101.75 | 166.57 |  | NSW | 810 | 51.33 | 2000 |  | 35.6074 | El - converter | 99.5362 | BMS | Business case written | Summer |  | Current ABGR rating (w'out GP): | 4.5634 | stars | t.CO2 | 3908271.8768
[38 empty] | 4 | 100.25 | 120.31 | 89.42 | 61.1 | 70.83 |  | 4 | 187.86 | 194.15 | 165.3 | 100.73 | 121.79 | 4 | 120.31 | kg/m2 | 18.56 |  | 120.31 | 194.15 |  | QLD | 810 | 51.33 | 3000 |  | 679.8224 | Gas - converter | 12.4638 | HVAC | Approved to implement | Winter |  | ABGR Electricity intensity: | 99.5362 | kg/m2 | Electrical emissions | 3473344.42
[38 empty] | 3.5 | 115.57 | 138.88 | 98.54 | 70.74 | 79.26 |  | 3.5 | 217.04 | 221.73 | 188.13 | 117.41 | 137.82 | 3.5 | 138.88 | kg/m2 | 18.57 |  | 138.88 | 221.73 |  | SA | 770 | 51.33 | 4000 |  |  |  |  | Chillers | Rejected, do not persue | Shoulder |  | Current NABERS Water rating: |  | stars | Gas emissions | 434927.4568 | 0.11128
[38 empty] | 3 | 130.9 | 157.45 | 107.66 | 80.38 | 87.69 |  | 3 | 246.21 | 249.31 | 210.96 | 134.09 | 153.85 | 3 | 157.45 | kg/m2 | 18.57 |  | 157.45 | 249.31 |  | VIC | 980 | 51.33 | 5000 |  | 0.152 |  |  | VSDs | Rejected but reconsider |  |  | Energy performance tracking | Consumption | Unit |  | 76.4774
[38 empty] | 2.5 | 146.23 | 176.01 | 116.79 | 90.02 | 96.12 |  | 2.5 | 275.38 | 276.89 | 233.79 | 150.77 | 169.87 | 2.5 | 176.01 | kg/m2 | 18.56 |  | 176.01 | 276.89 |  | WA | 680 | 51.33 | 6000 |  |  |  |  | Lighting replacement and controls | Complete |  |  | Current Electricity Consumption: | 3544.229 | MWh |  |  | 4.2065
[21 empty] | Average Electricity Price ($/kWh): | 0.152 | [15 empty] | 2 | 161.56 | 194.58 | 125.91 | 99.65 | 104.55 |  | 2 | 304.55 | 304.47 | 256.62 | 167.44 | 185.9 | 2 | 194.58 | kg/m2 | 18.57 |  | 194.58 | 304.47 | [9 empty] | Condensor water loop |  |  |  | Current Gas Consumption | 8473.163 | GJ |  | 434927.4568
[38 empty] | 1.5 | 176.89 | 213.15 | 135.04 | 109.29 | 112.98 |  | 1.5 | 333.72 | 332.05 | 279.45 | 184.12 | 201.92 | 1.5 | 213.15 | kg/m2 | 18.57 |  | 213.15 | 332.05 | [9 empty] | CO/CO2 sensors |  |  |  | ABGR Gas Intensity | 12.4638
[21 empty] | Rating benefit calulator | [16 empty] | 1 | 192.21 | 231.71 | 144.16 | 118.93 | 121.42 |  | 1 | 362.89 | 359.62 | 302.28 | 200.8 | 217.95 | 1 | 231.71 | kg/m2 | 18.56 |  | 231.71 | 359.62 | [9 empty] | Submetering |  |  |  |  | 112
[39 empty] | NSW | VIC | QLD | SA | WA |  |  | NSW | VIC | QLD | SA | WA | [16 empty] | Cooling Tower
[6 empty] | 2024-06-30 | 2025-06-30 | 2026-06-30 | 2027-06-30 | 2028-06-30 | 2029-06-30 | 2030-06-30 | 2031-06-30 | 2032-06-30 | 2033-06-30 | 2034-06-30 | [5 empty] | Savings | Payback | + stars | kg/m2 | 2024-03-31 | 2025-03-31 | 2026-03-31 | 2027-03-31 | 2028-03-31 | 2029-03-31 | 2030-03-31 | 2031-03-31 | 2032-03-31 | 2033-03-31 | 2034-03-31 | full year saving for business case |  | capex | opex | [14 empty] | 101.75 | Stars | 84.29 | 17.46 | 18.56 | 18.57 | 18.57 | 18.56 | 18.57 | 18.57 | 18.56 |  |  |  |  | Lift | [7 empty] | Base | Whole Building
[6 empty] | 0 | 0 | 0 | 0 | 0 | 0 | 0 | 0 | 0 | 0 | 0 | [5 empty] | 0 | #DIV/0! | 0 | 0 | 0 | 0 | 0 | 0 | 0 | 0 | 0 | 0 | 0 | 0 | 0 | 0 | 0 | 0 | 0 | [14 empty] | 101.75 | Current | 112 | [12 empty] | Hot Water
[6 empty] | 0 | 0 | 0 | 0 | 0 | 0 | 0 | 0 | 0 | 0 | 0 | [5 empty] | 0 | #DIV/0! | 0 | 0 | 0 | 0 | 0 | 0 | 0 | 0 | 0 | 0 | 0 | 0 | 0 | 0 | 0 | 85000 | 0 | [14 empty] | 101.75 | 2025-03-31 | 112 | [12 empty] | Renewables | [6 empty] | Stars | VIC | VIC | Stars | (to invert)
[6 empty] | 0 | 0 | 0 | 0 | 0 | 0 | 0 | 0 | 0 | 0 | 0 | [5 empty] | 0 | #DIV/0! | 0 | 0 | 0 | 0 | 0 | 0 | 0 | 0 | 0 | 0 | 0 | 0 | 0 | 0 | 0 | 250000 | 0 | [14 empty] | 101.75 | 2026-03-31 | 112 | [12 empty] | Other | [6 empty] | 1 | 231.71 | 359.62 | 5 | 84.29 | 139
[6 empty] | 0 | 0 | 0 | 0 | 0 | 0 | 0 | 0 | 0 | 0 | 0 | [5 empty] | 0 | #DIV/0! | 0 | 0 | 0 | 0 | 0 | 0 | 0 | 0 | 0 | 0 | 0 | 0 | 0 | 0 | 0 | 650000 | 0 | [14 empty] | 101.75 | 2027-03-31 | 112 | [19 empty] | 1.5 | 213.15 | 332.05 | 4.5 | 101.75 | 166.57
[6 empty] | 0 | 0 | 0 | 0 | 0 | 0 | 0 | 0 | 0 | 0 | 0 | [5 empty] | 0 | #DIV/0! | 0 | 0 | 0 | 0 | 0 | 0 | 0 | 0 | 0 | 0 | 0 | 0 | 0 | 0 | 0 | 650000 | 0 | [14 empty] | 101.75 | 2028-03-30 | 112 | [19 empty] | 2 | 194.58 | 304.47 | 4 | 120.31 | 194.15
[6 empty] | 0 | 0 | 0 | 0 | 0 | 0 | 0 | 0 | 0 | 0 | 0 | [5 empty] | 0 | #DIV/0! | 0 | 0 | 0 | 0 | 0 | 0 | 0 | 0 | 0 | 0 | 0 | 0 | 0 | 0 | 0 | 237500 | 0 | [14 empty] | 101.75 | 2029-03-30 | 112 | [19 empty] | 2.5 | 176.01 | 276.89 | 3.5 | 138.88 | 221.73
[6 empty] | 0 | 0 | 0 | 0 | 0 | 0 | 0 | 0 | 0 | 0 | 0 | [5 empty] | 0 | #DIV/0! | 0 | 0 | 0 | 0 | 0 | 0 | 0 | 0 | 0 | 0 | 0 | 0 | 0 | 0 | 0 | 300000 | 0 | [14 empty] | 101.75 | 2030-03-30 | 112 | [19 empty] | 3 | 157.45 | 249.31 | 3 | 157.45 | 249.31
[6 empty] | 0 | 0 | 0 | 0 | 0 | 0 | 0 | 0 | 0 | 0 | 0 | [5 empty] | 0 | #DIV/0! | 0 | 0 | 0 | 0 | 0 | 0 | 0 | 0 | 0 | 0 | 0 | 0 | 0 | 0 | 0 | 632500 | 0 | [14 empty] | 101.75 | 2031-03-30 | 112 | [19 empty] | 3.5 | 138.88 | 221.73 | 2.5 | 176.01 | 276.89
[6 empty] | 0 | 0 | 0 | 0 | 0 | 0 | 0 | 0 | 0 | 0 | 0 | [5 empty] | 0 | #DIV/0! | 0 | 0 | 0 | 0 | 0 | 0 | 0 | 0 | 0 | 0 | 0 | 0 | 0 | 0 | 0 | 0 | 0 | [14 empty] | 101.75 | 2032-03-29 | 112 | [19 empty] | 4 | 120.31 | 194.15 | 2 | 194.58 | 304.47
[6 empty] | 0 | 0 | 0 | 0 | 0 | 0 | 0 | 0 | 0 | 0 | 0 | [5 empty] | 0 | #DIV/0! | 0 | 0 | 0 | 0 | 0 | 0 | 0 | 0 | 0 | 0 | 0 | 0 | 0 | 0 | 0 | 0 | 0 | [14 empty] | 101.75 | 2033-03-29 | 112 | [19 empty] | 4.5 | 101.75 | 166.57 | 1.5 | 213.15 | 332.05
[6 empty] | 0 | 0 | 0 | 0 | 0 | 0 | 0 | 0 | 0 | 0 | 0 | [5 empty] | 0 | #DIV/0! | 0 | 0 | 0 | 0 | 0 | 0 | 0 | 0 | 0 | 0 | 0 | 0 | 0 | 0 | 0 | 0 | 0 | [36 empty] | 5 | 84.29 | 139 | 1 | 231.71 | 359.62
[6 empty] | 0 | 0 | 0 | 0 | 0 | 0 | 0 | 0 | 0 | 0 | 0 | [5 empty] | 0 | #DIV/0! | 0 | 0 | 0 | 0 | 0 | 0 | 0 | 0 | 0 | 0 | 0 | 0 | 0 | 0 | 0 | 0 | 0
[6 empty] | 0 | 0 | 0 | 0 | 0 | 0 | 0 | 0 | 0 | 0 | 0 | [5 empty] | 0 | #DIV/0! | 0 | 0 | 0 | 0 | 0 | 0 | 0 | 0 | 0 | 0 | 0 | 0 | 0 | 0 | 0 | 0 | 0
[6 empty] | 0 | 0 | 0 | 0 | 0 | 0 | 0 | 0 | 0 | 0 | 0 | [5 empty] | 0 | #DIV/0! | 0 | 0 | 0 | 0 | 0 | 0 | 0 | 0 | 0 | 0 | 0 | 0 | 0 | 0 | 0 | 0 | 0
[6 empty] | 0 | 0 | 0 | 0 | 0 | 0 | 0 | 0 | 0 | 0 | 0 | [5 empty] | 0 | #DIV/0! | 0 | 0 | 0 | 0 | 0 | 0 | 0 | 0 | 0 | 0 | 0 | 0 | 0 | 0 | 0 | 0 | 0
[6 empty] | 0 | 0 | 0 | 0 | 0 | 0 | 0 | 0 | 0 | 0 | 0 | [5 empty] | 0 | #DIV/0! | 0 | 0 | 0 | 0 | 0 | 0 | 0 | 0 | 0 | 0 | 0 | 0 | 0 | 0 | 0 | 0 | 0
[6 empty] | 0 | 0 | 0 | 0 | 0 | 0 | 0 | 0 | 0 | 0 | 0 | [5 empty] | 0 | #DIV/0! | 0 | 0 | 0 | 0 | 0 | 0 | 0 | 0 | 0 | 0 | 0 | 0 | 0 | 0 | 0 | 0 | 0
[6 empty] | 0 | 0 | 0 | 0 | 0 | 0 | 0 | 0 | 0 | 0 | 0 | [5 empty] | 0 | #DIV/0! | 0 | 0 | 0 | 0 | 0 | 0 | 0 | 0 | 0 | 0 | 0 | 0 | 0 | 0 | 0 | 0 | 0
[6 empty] | 0 | 0 | 0 | 0 | 0 | 0 | 0 | 0 | 0 | 0 | 0 | [5 empty] | 0 | #DIV/0! | 0 | 0 | 0 | 0 | 0 | 0 | 0 | 0 | 0 | 0 | 0 | 0 | 0 | 0 | 0 | 0 | 0
[6 empty] | 0 | 0 | 0 | 0 | 0 | 0 | 0 | 0 | 0 | 0 | 0 | [5 empty] | 0 | #DIV/0! | 0 | 0 | 0 | 0 | 0 | 0 | 0 | 0 | 0 | 0 | 0 | 0 | 0 | 0 | 0 | 0 | 0
[6 empty] | 0 | 0 | 0 | 0 | 0 | 0 | 0 | 0 | 0 | 0 | 0 | [5 empty] | 0 | #DIV/0! | 0 | 0 | 0 | 0 | 0 | 0 | 0 | 0 | 0 | 0 | 0 | 0 | 0 | 0 | 0 | 0 | 0
[6 empty] | 0 | 0 | 0 | 0 | 0 | 0 | 0 | 0 | 0 | 0 | 0 | [5 empty] | 0 | #DIV/0! | 0 | 0 | 0 | 0 | 0 | 0 | 0 | 0 | 0 | 0 | 0 | 0 | 0 | 0 | 0 | 0 | 0
[6 empty] | 0 | 0 | 0 | 0 | 0 | 0 | 0 | 0 | 0 | 0 | 0 | [5 empty] | 0 | #DIV/0! | 0 | 0 | 0 | 0 | 0 | 0 | 0 | 0 | 0 | 0 | 0 | 0 | 0 | 0 | 0 | 0 | 0
[6 empty] | 0 | 0 | 0 | 0 | 0 | 0 | 0 | 0 | 0 | 0 | 0 | [5 empty] | 0 | #DIV/0! | 0 | 0 | 0 | 0 | 0 | 0 | 0 | 0 | 0 | 0 | 0 | 0 | 0 | 0 | 0 | 0 | 0
[6 empty] | 0 | 0 | 0 | 0 | 0 | 0 | 0 | 0 | 0 | 0 | 0 | [5 empty] | 0 | #DIV/0! | 0 | 0 | 0 | 0 | 0 | 0 | 0 | 0 | 0 | 0 | 0 | 0 | 0 | 0 | 0 | 0 | 0
[6 empty] | 0 | 0 | 0 | 0 | 0 | 0 | 0 | 0 | 0 | 0 | 0 | [5 empty] | 0 | #DIV/0! | 0 | 0 | 0 | 0 | 0 | 0 | 0 | 0 | 0 | 0 | 0 | 0 | 0 | 0 | 0 | 0 | 0
[6 empty] | 0 | 0 | 0 | 0 | 0 | 0 | 0 | 0 | 0 | 0 | 0 | [5 empty] | 0 | #DIV/0! | 0 | 0 | 0 | 0 | 0 | 0 | 0 | 0 | 0 | 0 | 0 | 0 | 0 | 0 | 0 | 0 | 0
[6 empty] | 0 | 0 | 0 | 0 | 0 | 0 | 0 | 0 | 0 | 0 | 0 | [5 empty] | 0 | #DIV/0! | 0 | 0 | 0 | 0 | 0 | 0 | 0 | 0 | 0 | 0 | 0 | 0 | 0 | 0 | 0 | 0 | 0
[6 empty] | 0 | 0 | 0 | 0 | 0 | 0 | 0 | 0 | 0 | 0 | 0 | [5 empty] | 0 | #DIV/0! | 0 | 0 | 0 | 0 | 0 | 0 | 0 | 0 | 0 | 0 | 0 | 0 | 0 | 0 | 0 | 0 | 0
[6 empty] | 0 | 0 | 0 | 0 | 0 | 0 | 0 | 0 | 0 | 0 | 0 | [5 empty] | 0 | #DIV/0! | 0 | 0 | 0 | 0 | 0 | 0 | 0 | 0 | 0 | 0 | 0 | 0 | 0 | 0 | 0 | 0 | 0
[6 empty] | 0 | 0 | 0 | 0 | 0 | 0 | 0 | 0 | 0 | 0 | 0 | [5 empty] | 0 | #DIV/0! | 0 | 0 | 0 | 0 | 0 | 0 | 0 | 0 | 0 | 0 | 0 | 0 | 0 | 0 | 0 | 0 | 0
[6 empty] | 0 | 0 | 0 | 0 | 0 | 0 | 0 | 0 | 0 | 0 | 0 | [5 empty] | 0 | #DIV/0! | 0 | 0 | 0 | 0 | 0 | 0 | 0 | 0 | 0 | 0 | 0 | 0 | 0 | 0 | 0 | 0 | 0
[6 empty] | 0 | 0 | 0 | 0 | 0 | 0 | 0 | 0 | 0 | 0 | 0 | [5 empty] | 0 | #DIV/0! | 0 | 0 | 0 | 0 | 0 | 0 | 0 | 0 | 0 | 0 | 0 | 0 | 0 | 0 | 0 | 0 | 0 |  |  |  |  | 4 | 120 | 18
[6 empty] | 0 | 0 | 0 | 0 | 0 | 0 | 0 | 0 | 0 | 0 | 0 | [5 empty] | 0 | #DIV/0! | 0 | 0 | 0 | 0 | 0 | 0 | 0 | 0 | 0 | 0 | 0 | 0 | 0 | 0 | 0 | 0 | 0 |  |  |  | 4.2222 | 0.27778 | 112 | 10 | 55.56%
[6 empty] | 0 | 0 | 0 | 0 | 0 | 0 | 0 | 0 | 0 | 0 | 0 | [5 empty] | 0 | #DIV/0! | 0 | 0 | 0 | 0 | 0 | 0 | 0 | 0 | 0 | 0 | 0 | 0 | 0 | 0 | 0 | 0 | 0 |  |  |  |  | 4.5 | 102
[6 empty] | 0 | 0 | 0 | 0 | 0 | 0 | 0 | 0 | 0 | 0 | 0 | [5 empty] | 0 | #DIV/0! | 0 | 0 | 0 | 0 | 0 | 0 | 0 | 0 | 0 | 0 | 0 | 0 | 0 | 0 | 0 | 0 | 0
[6 empty] | 0 | 0 | 0 | 0 | 0 | 0 | 0 | 0 | 0 | 0 | 0 | [5 empty] | 0 | #DIV/0! | 0 | 0 | 0 | 0 | 0 | 0 | 0 | 0 | 0 | 0 | 0 | 0 | 0 | 0 | 0 | 0 | 0
[6 empty] | 0 | 0 | 0 | 0 | 0 | 0 | 0 | 0 | 0 | 0 | 0 | [5 empty] | 0 | #DIV/0! | 0 | 0 | 0 | 0 | 0 | 0 | 0 | 0 | 0 | 0 | 0 | 0 | 0 | 0 | 0 | 0 | 0
[6 empty] | 0 | 0 | 0 | 0 | 0 | 0 | 0 | 0 | 0 | 0 | 0 | [5 empty] | 0 | #DIV/0! | 0 | 0 | 0 | 0 | 0 | 0 | 0 | 0 | 0 | 0 | 0 | 0 | 0 | 0 | 0 | 0 | 0
[6 empty] | 0 | 0 | 0 | 0 | 0 | 0 | 0 | 0 | 0 | 0 | 0 | [5 empty] | 0 | #DIV/0! | 0 | 0 | 0 | 0 | 0 | 0 | 0 | 0 | 0 | 0 | 0 | 0 | 0 | 0 | 0 | 0 | 0
[6 empty] | 0 | 0 | 0 | 0 | 0 | 0 | 0 | 0 | 0 | 0 | 0 | [5 empty] | 0 | #DIV/0! | 0 | 0 | 0 | 0 | 0 | 0 | 0 | 0 | 0 | 0 | 0 | 0 | 0 | 0 | 0 | 0 | 0
[6 empty] | 0 | 0 | 0 | 0 | 0 | 0 | 0 | 0 | 0 | 0 | 0 | [5 empty] | 0 | #DIV/0! | 0 | 0 | 0 | 0 | 0 | 0 | 0 | 0 | 0 | 0 | 0 | 0 | 0 | 0 | 0 | 0 | 0
[6 empty] | 0 | 0 | 0 | 0 | 0 | 0 | 0 | 0 | 0 | 0 | 0 | [5 empty] | 0 | #DIV/0! | 0 | 0 | 0 | 0 | 0 | 0 | 0 | 0 | 0 | 0 | 0 | 0 | 0 | 0 | 0 | 0 | 0
[22 empty] | 0 | #DIV/0! | 0 | 0 | 0 | 0 | 0 | 0 | 0 | 0 | 0 | 0 | 0 | 0 | 0 | 0 | 0 | 0 | 0
[22 empty] | 0 | #DIV/0! | 0 | 0 | 0 | 0 | 0 | 0 | 0 | 0 | 0 | 0 | 0 | 0 | 0 | 0 | 0 | 0 | 0
[24 empty] | 0 | 0 | 0 | 0 | 0 | 0 | 0 | 0 | 0 | 0 | 0 | 0 | 0 | 0 | 0 | 0 | 0
[24 empty] | 0 | 0 | 0 | 0 | 0 | 0 | 0 | 0 | 0 | 0 | 0 | 0 | 0 | 0 | 0 | 0 | 0
[5 empty] | Electricity savings | 0 | 0 | 0 | 0 | 0 | 0 | 0 | 0 | 0 | 0 | 0 | [6 empty] | #DIV/0! | TOTAL |  | 0 | 0 | 0 | 0 | 0 | 0 | 0 | 0 | 0 | 0 | 0 | 0 | 0 | 2805000 | 0
[24 empty] | FY Performance | 112 | 112 | 112 | 112 | 112 | 112 | 112 | 112 | 112 | 112 | 112 | 112
[24 empty] | Star Rating | 4.2065 | 4.2065 | 4.2065 | 4.2065 | 4.2065 | 4.2065 | 4.2065 | 4.2065 | 4.2065 | 4.2065 | 4.2065 | 4.2065
[6 empty] | 0 | 0 | 0 | 0 | 0 | 0 | 0 | 0 | 0 | 0 | 0
[6 empty] | 0 | 0 | 0 | 0 | 0 | 0 | 0 | 0 | 0 | 0 | 0
[6 empty] | 0 | 0 | 0 | 0 | 0 | 0 | 0 | 0 | 0 | 0 | 0
[6 empty] | 0 | 0 | 0 | 0 | 0 | 0 | 0 | 0 | 0 | 0 | 0
[6 empty] | 0 | 0 | 0 | 0 | 0 | 0 | 0 | 0 | 0 | 0 | 0
[6 empty] | 0 | 0 | 0 | 0 | 0 | 0 | 0 | 0 | 0 | 0 | 0 | [9 empty] | 2805000 | 0
[6 empty] | 0 | 0 | 0 | 0 | 0 | 0 | 0 | 0 | 0 | 0 | 0 | [9 empty] | 3786750 | 0
[6 empty] | 0 | 0 | 0 | 0 | 0 | 0 | 0 | 0 | 0 | 0 | 0
[6 empty] | 0 | 0 | 0 | 0 | 0 | 0 | 0 | 0 | 0 | 0 | 0
[6 empty] | 0 | 0 | 0 | 0 | 0 | 0 | 0 | 0 | 0 | 0 | 0
[6 empty] | 0 | 0 | 0 | 0 | 0 | 0 | 0 | 0 | 0 | 0 | 0
[6 empty] | 0 | 0 | 0 | 0 | 0 | 0 | 0 | 0 | 0 | 0 | 0
[6 empty] | 0 | 0 | 0 | 0 | 0 | 0 | 0 | 0 | 0 | 0 | 0
[6 empty] | 0 | 0 | 0 | 0 | 0 | 0 | 0 | 0 | 0 | 0 | 0
[6 empty] | 0 | 0 | 0 | 0 | 0 | 0 | 0 | 0 | 0 | 0 | 0
[6 empty] | 0 | 0 | 0 | 0 | 0 | 0 | 0 | 0 | 0 | 0 | 0
[6 empty] | 0 | 0 | 0 | 0 | 0 | 0 | 0 | 0 | 0 | 0 | 0
[6 empty] | 0 | 0 | 0 | 0 | 0 | 0 | 0 | 0 | 0 | 0 | 0
[6 empty] | 0 | 0 | 0 | 0 | 0 | 0 | 0 | 0 | 0 | 0 | 0
[6 empty] | 0 | 0 | 0 | 0 | 0 | 0 | 0 | 0 | 0 | 0 | 0
[6 empty] | 0 | 0 | 0 | 0 | 0 | 0 | 0 | 0 | 0 | 0 | 0
[6 empty] | 0 | 0 | 0 | 0 | 0 | 0 | 0 | 0 | 0 | 0 | 0
[6 empty] | 0 | 0 | 0 | 0 | 0 | 0 | 0 | 0 | 0 | 0 | 0
[6 empty] | 0 | 0 | 0 | 0 | 0 | 0 | 0 | 0 | 0 | 0 | 0
[6 empty] | 0 | 0 | 0 | 0 | 0 | 0 | 0 | 0 | 0 | 0 | 0
[6 empty] | 0 | 0 | 0 | 0 | 0 | 0 | 0 | 0 | 0 | 0 | 0
[6 empty] | 0 | 0 | 0 | 0 | 0 | 0 | 0 | 0 | 0 | 0 | 0
[6 empty] | 0 | 0 | 0 | 0 | 0 | 0 | 0 | 0 | 0 | 0 | 0
[6 empty] | 0 | 0 | 0 | 0 | 0 | 0 | 0 | 0 | 0 | 0 | 0
[6 empty] | 0 | 0 | 0 | 0 | 0 | 0 | 0 | 0 | 0 | 0 | 0
[6 empty] | 0 | 0 | 0 | 0 | 0 | 0 | 0 | 0 | 0 | 0 | 0
[6 empty] | 0 | 0 | 0 | 0 | 0 | 0 | 0 | 0 | 0 | 0 | 0
[6 empty] | 0 | 0 | 0 | 0 | 0 | 0 | 0 | 0 | 0 | 0 | 0
[6 empty] | 0 | 0 | 0 | 0 | 0 | 0 | 0 | 0 | 0 | 0 | 0
[6 empty] | 0 | 0 | 0 | 0 | 0 | 0 | 0 | 0 | 0 | 0 | 0
[6 empty] | 0 | 0 | 0 | 0 | 0 | 0 | 0 | 0 | 0 | 0 | 0
[6 empty] | 0 | 0 | 0 | 0 | 0 | 0 | 0 | 0 | 0 | 0 | 0
[6 empty] | 0 | 0 | 0 | 0 | 0 | 0 | 0 | 0 | 0 | 0 | 0
[6 empty] | 0 | 0 | 0 | 0 | 0 | 0 | 0 | 0 | 0 | 0 | 0
[6 empty] | 0 | 0 | 0 | 0 | 0 | 0 | 0 | 0 | 0 | 0 | 0
[6 empty] | 0 | 0 | 0 | 0 | 0 | 0 | 0 | 0 | 0 | 0 | 0
[6 empty] | 0 | 0 | 0 | 0 | 0 | 0 | 0 | 0 | 0 | 0 | 0
[6 empty] | 0 | 0 | 0 | 0 | 0 | 0 | 0 | 0 | 0 | 0 | 0
[6 empty] | 0 | 0 | 0 | 0 | 0 | 0 | 0 | 0 | 0 | 0 | 0
[6 empty] | 0 | 0 | 0 | 0 | 0 | 0 | 0 | 0 | 0 | 0 | 0
[6 empty] | 0 | 0 | 0 | 0 | 0 | 0 | 0 | 0 | 0 | 0 | 0
[5 empty] | Gas Savings | 0 | 0 | 0 | 0 | 0 | 0 | 0 | 0 | 0 | 0 | 0
[5 empty] | Current | 2024-06-30 | 2025-06-30 | 2026-06-30 | 2027-06-30 | 2028-06-30 | 2029-06-30 | 2030-06-30 | 2031-06-30 | 2032-06-30 | 2033-06-30 | 2034-06-30 | 2035-06-30
|  |  |  | NABERS | 4.2065 | 4.2065 | 4.2065 | 4.2065 | 4.2065 | 4.2065 | 4.2065 | 4.2065 | 4.2065 | 4.2065 | 4.2065 | 4.2065
Formulas:
Base = [Base, row above]+365
Note on G13: [Threaded comment] Your version of Excel allows you to read this threaded comment; however, any edits to it will get removed if the file is opened in a newer version of Excel. Learn more: https://go.microsoft.com/fwlink/?linkid=870924 Comment: Because the renewable electricity contract starts 1 Jan 2024

## 126P-NR
Energy and Carbon Roadmap
126 Phillip Street
Asset Qualifier
Energy Consumption
Scope | Emission Source | SOURCE | UNIT COST | Units | BASE | CURRENT | FY25 | FY26 | FY27 | FY28 | FY29 | FY30 | FY31 | FY32 | FY33 | Reduction
NSW2 | Electricity Consumption | Renewables | 0.20873 | MWh | 2816.979 | 2796.979 | 2796.979 | 2646.979 | 2646.979 | 2586.979 | 2586.979 | 2586.979 | 2086.979 | 1886.979 | 1886.979 | -33.01%
NSW2 | Annual Electricity Savings |  |  | MWh | 0 | -20 | -20 | -170 | -170 | -230 | -230 | -230 | -730 | -930 | -930 | -3660
Scope 1 | Gas Consumption |  | 26.9436 | GJ | 4662.124 | 4662.124 | 4662.124 | 4662.124 | 4662.124 | 4662.124 | 4352.124 | 4352.124 | 3252.124 | 3252.124 | 3252.124 | -30.24%
Scope 1 | Annual Gas Savings |  |  | GJ | 0 | 0 | 0 | 0 | 0 | 0 | -310 | -310 | -1410 | -1410 | -1410 | -4850
|  |  | Do nothing | MWh | 2816.979 | 2816.979 | 2816.979 | 2816.979 | 2816.979 | 2816.979 | 2816.979 | 2816.979 | 2816.979 | 2816.979 | 2816.979
Emissions profile
Scope | Emission Source |  |  | Units | BASE | CURRENT | FY25 | FY26 | FY27 | FY28 | FY29 | FY30 | FY31 | FY32 | FY33 | Reduction
NSW2 | Electricity - Renewable |  |  | t.CO2-e | 2225.4134 | 0 | 0 | 0 | 0 | 0 | 0 | 0 | 0 | 0 | 0 | 100%
Scope 1 | Gas |  |  | t.CO2-e | 240.2392 | 0 | 0 | 0 | 0 | 0 | 0 | 0 | 0 | 0 | 0 | 100%
Scope 3 | Water, waste and Utility scope 3 |  |  | t.CO2-e | 149.5028 | 0 | 0 | 0 | 0 | 0 | 0 | 0 | 0 | 0 | 0 | 100%
|  |  |  | t.CO2-e | 2615.1555 | 0 | 0 | 0 | 0 | 0 | 0 | 0 | 0 | 0 | 0 | 100%
|  |  |  | kg.CO2-e/m2 | 62.0705 | 0 | 0 | 0 | 0 | 0 | 0 | 0 | 0 | 0 | 0
Net Zero Contribution |  |  |  | Scope 1 & 2 | 5.7021 | 0 | 0 | 0 | 0 | 0 | 0 | 0 | 0 | 0 | 0
Scope | Emission Source |  |  | Units | BASE | CURRENT | FY25 | FY26 | FY27 | FY28 | FY29 | FY30 | FY31 | FY32 | FY33 | Reduction
Capital | Energy Efficiency |  |  | t.CO2-e | 0 | 14.84 | 14.6 | 112.54 | 106.08 | 125.81 | 105.8 | 88.09 | 237.25 | 267.84 | 245.52 | 1318.37
NSW2 | Renewable Electricity |  |  | t.CO2-e | 0 | 2075.3584 | 2041.7947 | 1752.3001 | 1651.7149 | 1415.0775 | 1190.0103 | 990.813 | 678.2682 | 543.45 | 498.1625 | 12836.9495
Scope 1 | Gas Offsets |  |  | t.CO2-e | 0 | 240.2392 | 240.2392 | 240.2392 | 240.2392 | 240.2392 | 224.2649 | 224.2649 | 167.5819 | 167.5819 | 167.5819 | 2152.472
Scope 1 | Electrification |  |  | t.CO2-e | 0 | 0 | 0 | 0 | 0 | 0 | 15.9743 | 15.9743 | 72.6573 | 72.6573 | 72.6573 | 249.9205
Scope 3 | Scope 3 Offsets |  |  | t.CO2-e | 0 | 136.3645 | 123.2261 | 110.0878 | 96.9494 | 83.8111 | 70.6727 | 57.5343 | 44.396 | 31.2576 | 31.2576 | 785.5571
Scope 3 | Scope 3 |  |  | t.CO2-e | 149.5028 | 0 | 0 | 0 | 0 | 0 | 0 | 0 | 0 | 0 | 0 | 0
Scope 1 | Gas |  |  | t.CO2-e | 240.2392 | 0 | 0 | 0 | 0 | 0 | 0 | 0 | 0 | 0 | 0 | 0
NSW2 | Grid Electricity |  |  | t.CO2-e | 2225.4134 | 0 | 0 | 0 | 0 | 0 | 0 | 0 | 0 | 0 | 0 | 0
|  |  |  | t.CO2-e | 0 | 2330.4377 | 2296.6339 | 2105.0793 | 1998.0341 | 1781.1268 | 1536.0496 | 1319.1422 | 1155.7574 | 1051.5292 | 983.9217 | 17343.2691
Energy and Carbon Costs |  | NSW2
Scope | Emission Source |  |  |  | BASE | CURRENT | FY25 | FY26 | FY27 | FY28 | FY29 | FY30 | FY31 | FY32 | FY33 | TOTAL
BASELINE - Do nothing scenario
NSW2 | Electricity Consumption costs - do nothing scenario |  |  |  | 624255.87 | 764388.501 | 791142.0986 | 818832.072 | 847491.1946 | 877153.3864 | 907853.7549 | 939628.6363 | 1127554.3636 | 1167018.7663 | 1207864.4231 | 9448927.1968
Scope 1 | Gas Consumption costs- do nothing scenario |  |  |  | 98408.6751 | 129382.6244 | 133264.1031 | 137262.0262 | 141379.887 | 145621.2836 | 149989.9221 | 154489.6198 | 159124.3083 | 163898.0376 | 168814.9787 | 1483226.7907
Scope 1 | Gas Offset Costs - ACCUs (Climate Active) | [5 empty] | 14414.355 | 14414.355 | 14414.355 | 14414.355 | 14414.355 | 14414.355 | 14414.355 | 14414.355 | 14414.355 | 129729.1948
Scope 3 | Scope 3 offsets (from FY24) - ACCUs | [5 empty] | 7393.5661 | 6605.2651 | 5816.9641 | 5028.663 | 4240.362 | 3452.061 | 2663.7599 | 1875.4589 | 1875.4589 | 38951.559
TOTAL COSTS |  |  |  | Total Cost | 722664.5451 | 893771.1254 | 946214.1228 | 977113.7183 | 1009102.4006 | 1042217.688 | 1076498.394 | 1111984.672 | 1303756.7868 | 1347206.6178 | 1392969.2157 | 11100834.7414
|  |  |  | Cost/m2 | 17.1524 | 21.2136 | 22.4583 | 23.1917 | 23.951 | 24.737 | 25.5506 | 26.3929 | 30.9446 | 31.9759 | 33.062
ENERGY AND CARBON ROADMAP - Implement NABERS Roadmap projects scenario
NSW2 | Electricity Consumption Costs |  |  |  | 624255.87 | 758961.4922 | 785525.1444 | 769416.9176 | 796346.5097 | 805535.7851 | 833729.5376 | 862910.0714 | 835356.6988 | 781738.1332 | 809098.9678 | 8038619.2578
Scope 1 | Gas Consumption costs |  |  |  | 98408.6751 | 129382.6244 | 133264.1031 | 137262.0262 | 141379.887 | 145621.2836 | 140016.5975 | 144217.0954 | 110999.1888 | 114329.1645 | 117759.0394 | 1314231.0099
Scope 1 | Gas Offset Costs - ACCUs (Climate Active) | [5 empty] | 14414.355 | 14414.355 | 14414.355 | 14414.355 | 13455.897 | 13455.897 | 10054.917 | 10054.917 | 10054.917 | 114733.9648
Scope 3 | Scope 3 offsets (from FY24) - ACCUs | [5 empty] | 7393.5661 | 6605.2651 | 5816.9641 | 5028.663 | 4240.362 | 3452.061 | 2663.7599 | 1875.4589 | 1875.4589 | 38951.559
TOTAL COSTS |  |  |  | Total Cost | 722664.5451 | 888344.1165 | 940597.1686 | 927698.5639 | 957957.7158 | 970600.0867 | 991442.3941 | 1024035.1248 | 959074.5646 | 907997.6735 | 938788.3831 | 9506535.7915
|  |  |  | Cost/m2 | 17.1524 | 21.0848 | 22.325 | 22.0189 | 22.7371 | 23.0371 | 23.5318 | 24.3054 | 22.7636 | 21.5513 | 22.2821 | 225.6369
TOTAL SAVINGS |  |  |  | Savings | 0 | -5427.0089 | -5616.9542 | -49415.1544 | -51144.6848 | -71617.6013 | -85055.9999 | -87949.5473 | -344682.2223 | -439208.9443 | -454180.8326 | -1594298.9498
|  |  |  | Cost/m2 | 0 | -0.12881 | -0.13332 | -1.1729 | -1.2139 | -1.6998 | -2.0188 | -2.0875 | -8.181 | -10.4246 | -10.7799 | -37.8406
CAPITAL COSTS - NABERS Roadmap
| All Identified Projects |  |  | TOTAL COSTS ($) |  | 117000 | 334394 | 0 | 0 | 1336000 | 0 | 4324000 | 0 | 3500000 | 0 | 9611394
|  |  |  | TOTAL SAVINGS ($) | 0 | -5427.0089 | -5616.9542 | -49415.1544 | -51144.6848 | -71617.6013 | -85055.9999 | -87949.5473 | -344682.2223 | -439208.9443 | -454180.8326 | -1594298.9498
|  |  |  | TOTAL SAVINGS | 0 | 5427.0089 | 5616.9542 | 49415.1544 | 51144.6848 | 71617.6013 | 85055.9999 | 87949.5473 | 344682.2223 | 439208.9443 | 454180.8326
NABERS Roadmap | [16 empty] | Notes and Summary Outcomes |  |  |  | ^ includes projects implemented in FY32
Current rating information |  | p2006 |  | Weighted Average | BASE | CURRENT | FY25 | FY26 | FY27 | FY28 | FY29 | FY30 | FY31 | FY32 | FY33 | TOTAL | ENERGY EFFICIENCY ROADMAP |  | ELECTRIFICATION PLAN |  | TENANT METERING
Last rating date |  | 2023-03-31 |  | 126 Phillip Street | 5.1894 | 5.1894 | 5.1981 | 5.2636 | 5.2636 | 5.2636 | 5.2983 | 5.2983 | 5.5469 | 5.5469 | 5.6341 | 0.44475 | Status | Complete | Status | Complete | Status | Complete
State |  | NSW | 2023 NUMBERS | ICPF | 5.294 | 5.2979 | 5.3084 | 5.3897 | 5.3956 | 5.4347 | 5.4495 | 5.4516 | 5.4802 | 5.5092 | 5.5586 | 0.26458 | Total Cost | 6642394 | Total Cost | 2808000 | Collection process | Automatic
NABERS Rating Type (Base/Whole) |  | Base |  | IOM | 5.2362 | 5.2411 | 5.2497 | 5.3201 | 5.3392 | 5.3755 | 5.3907 | 5.3929 | 5.4401 | 5.4606 | 5.493 | 0.25674 | Annual Savings | 174082.7598 | Progress by FY32 | 30.24% | NLA covered | 100%
Postcode |  | 2000 |  | IGO | 5.3773 | 5.3897 | 5.3989 | 5.4212 | 5.4718 | 5.4937 | 5.5097 | 5.5139 | 5.5352 | 5.5352 | 5.5316 | 0.14186 | Est IRR | 2.415% | Est. 100% completion | #NAME? | Cost for automation | 0
Rated Area |  | 39614 | [14 empty] | NABERS Improvement | 0.57012 |  |  | ETA 100% coverage | Complete
Rated Hours |  | 56.4 | [14 empty] | FY32 NABERS | 5.6341 |  |  | Tenant spec. data | 0%
Electricity Consumption (MWh) |  | 2816.979 | -33.01% | [13 empty] | FY33 NABERS^ | 5.6341 | * Where projects deliver both Efficiency and Electrification benefits, Total Costs are split evenly between categories
Gas Consumption (GJ) |  | 4662.124 | [14 empty] | Total Electricity Reduction | -33.01% | ^ includes projects implemented in FY32
NABERS Benchmark Factor |  | 63 | -24.56% | [13 empty] | Total Gas Reduction | -30.24%
| Current NABERS Energy Rating: | 5.1894
Identified Projects | [5 empty] | 2024-06-30 | 2025-06-30 | 2026-06-30 | 2027-06-30 | 2028-06-30 | 2029-06-30 | 2030-06-30 | 2031-06-30 | 2032-06-30 | 2033-06-30 | 2034-06-30 | Project Classifications
Job Number | Job Description | Predicted Reduction (MWh) | Predicted Reduction (GJ) | Estimated completion date | Total Expected Cost ($) | CURRENT | FY25 | FY26 | FY27 | FY28 | FY29 | FY30 | FY31 | FY32 | FY33 | FY34 | Efficiency | Electrification | GRESB | NABERS | Est IRR | Opex | Life-cycle
| Kitchen Exh: Upgrade fan, VSD |  |  | 2023-03-31 |  | 0 | 0 | 0 | 0 | 0 | 0 | 0 | 0 | 0 | 0 | 0 | Yes
IM-1019 | Replace entire chiller boiler + boiler plant with: 2x h/eff HFO w/cooled chillers (2x 1.8 MW); 1x heat recovery 4-pipe heat pump (0.9 MW); 1x r/cycle remote condenser heat pump (0.9 MW); new pumps; add high-temp CHW HEX | -320 | -1100 | 2030-03-31 | 3680000 | 0 | 0 | 0 | 0 | 0 | 0 | 3680000 | 0 | 0 | 0 | 0 | Yes | Yes |  | 0.26449 | 2.62% |  | Yes
IM-1017 | refurbish towers, remove 1x, adjust placement & pipe to create room for h/pumps; new pumps | -90 | -160 | 2028-03-31 | 736000 | 0 | 0 | 0 | 0 | 736000 | 0 | 0 | 0 | 0 | 0 | 0 | Yes | Yes |  | 0.05779 | 3.138% |  | Yes
IM-1018 | Boiler - replace with unitary el.units | 30 | -150 | 2028-03-31 | 600000 | 0 | 0 | 0 | 0 | 600000 | 0 | 0 | 0 | 0 | 0 | 0 |  | Yes |  | 0.0033294 | -0.3701% |  | Yes
[6 empty] | 0 | 0 | 0 | 0 | 0 | 0 | 0 | 0 | 0 | 0 | 0
IM-1019 | Upgrade mechanical switchboards to accommodate all changes | 0 |  | 2030-03-31 | 207000 | 0 | 0 | 0 | 0 | 0 | 0 | 207000 | 0 | 0 | 0 | 0 | Yes |  |  |  | 0%
IM-1019 | BMS - modify for new cooling / heating plant; on floor costs incl. above; | -180 |  | 2030-03-31 | 276000 | 0 | 0 | 0 | 0 | 0 | 0 | 276000 | 0 | 0 | 0 | 0 | Yes |  |  | 0.080024 | 13.61% |  | Yes
IM-1019 | Adjust metering for new plant | 0 |  | 2030-03-31 | 161000 | 0 | 0 | 0 | 0 | 0 | 0 | 161000 | 0 | 0 | 0 | 0 |  |  |  |  | 0%
IO-14267 | Upgrade lighting to loading dock | -20 |  | 2024-03-31 | 117000 | 117000 | 0 | 0 | 0 | 0 | 0 | 0 | 0 | 0 | 0 | 0 | Yes |  |  | 0.0088915 | 3.568% |  | Yes
IM-1013 | Install CO2 controllers for AHUs | -75 |  | 2025-03-31 | 119460 | 0 | 119460 | 0 | 0 | 0 | 0 | 0 | 0 | 0 | 0 | 0 | Yes |  |  | 0.033343 | 13.1%
IO-45895 | Install heat exhangers | -75 |  | 2025-03-31 | 214934 | 0 | 214934 | 0 | 0 | 0 | 0 | 0 | 0 | 0 | 0 | 0 | Yes |  |  | 0.033343 | 7.284%
| On-floor air-delivery modifications undertaken when tenancy floors become vacant. Any additional requirements to be scoped into LL works allowances | -200 |  | 2032-03-31 | 3500000 | 0 | 0 | 0 | 0 | 0 | 0 | 0 | 0 | 3500000 | 0 | 0 | Yes |  |  | 0.088915 | 1.193% |  | Yes
| New secondary CHW and new large HW risers | 0 |  |  |  | 0 | 0 | 0 | 0 | 0 | 0 | 0 | 0 | 0 | 0 | 0
IO-45866 | AC Plant age/Efficiency upgrades?
|  | -930 | -1410 |  | 9611394 | 117000 | 334394 | 0 | 0 | 1336000 | 0 | 4324000 | 0 | 3500000 | 0 | 0 | 6642394 | 2808000 | 0 | 0.57012 | 2.415% | 0 | 8909000
#NAME?
[17 empty] | MWh saved | 697.5
[17 empty] | Current Rating: | 5.2149
[17 empty] | Expected Rating at 31/3/2024: | 5.1894
[17 empty] | Expected Rating at 31/3/2025: | 5.1981
[17 empty] | Expected Rating at 31/3/2026: | 5.2636 | [7 empty] | 5.6341 | 0 | 0 | 0 | 0
[17 empty] | Expected Rating at 31/3/2027: | 5.2636
[17 empty] | Expected Rating at 31/3/2028: | 5.2636
[17 empty] | Expected Rating at 31/3/2029: | 5.2983
[17 empty] | Expected Rating at 31/3/2030: | 5.2983
[17 empty] | Expected Rating at 31/3/2031: | 5.5469
[17 empty] | Expected Rating at 31/3/2032: | 5.5469
[17 empty] | Expected Rating at 31/3/2033: | 5.6341
0.4192
[38 empty] | Stars | NSW (2000) | VIC (3000) | QLD (4000) | SA (5000) | WA (6000) |  | Stars | NSW (2000) | VIC (3000) | QLD (4000) | SA (5000) | WA (6000) | Stars | Intensity | Unit | base + diff |  | Base | Whole Building
[38 empty] | 6 | 34.795 | 42.145 | 35.585 | 20.915 | 26.98 |  | 6 | 64.76 | 69.5 | 59.815 | 33.69 | 44.87 | 6 | 34.795 | kg/m2 |  |  | 34.795 | 64.76
[25 empty] | PLEASE DO NOT CHANGE ANYTHING IN THE CELLS IN THIS SECTION OF THE CALCULATOR | [12 empty] | 5.5 | 52.1925 | 63.2175 | 53.3775 | 31.3725 | 40.47 |  | 5.5 | 97.14 | 104.25 | 89.7225 | 50.535 | 67.305 | 5.5 | 52.1925 | kg/m2 |  |  | 52.1925 | 97.14 |  |  | Elec (kg/MWh) | Gas (kG/GJ)
[37 empty] | Base Building | 5 | 69.59 | 84.29 | 71.17 | 41.83 | 53.96 | Whole Building | 5 | 129.52 | 139 | 119.63 | 67.38 | 89.74 | 5 | 69.59 | kg/m2 | 69.59 |  | 69.59 | 129.52 |  | ACT | 810 | 51.33 | 2000 |  |  |  |  | Economy Cycle | Identified only | All |  | NLA: | 39614 | m2 | Emissions/m2 | 63.6406
[38 empty] | 4.5 | 84.92 | 101.75 | 80.29 | 51.46 | 62.39 |  | 4.5 | 158.69 | 166.57 | 142.47 | 84.06 | 105.77 | 4.5 | 84.92 | kg/m2 | 15.33 |  | 84.92 | 158.69 |  | NSW | 810 | 51.33 | 2000 |  | 49.4035 | El - converter | 57.0198 | BMS | Business case written | Summer |  | Current ABGR rating (w'out GP): | 5.41 | stars | t.CO2 | 2521059.8149
[38 empty] | 4 | 100.25 | 120.31 | 89.42 | 61.1 | 70.83 |  | 4 | 187.86 | 194.15 | 165.3 | 100.73 | 121.79 | 4 | 100.25 | kg/m2 | 15.33 |  | 100.25 | 187.86 |  | QLD | 810 | 51.33 | 4000 |  | 779.5991 | Gas - converter | 5.9802 | HVAC | Approved to implement | Winter |  | ABGR Electricity intensity: | 57.0198 | kg/m2 | Electrical emissions | 2281752.99
[38 empty] | 3.5 | 115.57 | 138.88 | 98.54 | 70.74 | 79.26 |  | 3.5 | 217.04 | 221.73 | 188.13 | 117.41 | 137.82 | 3.5 | 115.57 | kg/m2 | 15.32 |  | 115.57 | 217.04 |  | SA | 770 | 51.33 | 5000 |  |  |  |  | Chillers | Rejected, do not persue | Shoulder |  | Current NABERS Water rating: |  | stars | Gas emissions | 239306.8249
[38 empty] | 3 | 130.9 | 157.45 | 107.66 | 80.38 | 87.69 |  | 3 | 246.21 | 249.31 | 210.96 | 134.09 | 153.85 | 3 | 130.9 | kg/m2 | 15.33 |  | 130.9 | 246.21 |  | VIC | 980 | 51.33 | 3000 |  | 0.20873 |  |  | VSDs | Rejected but reconsider |  |  | Energy performance tracking | Consumption | Unit |  | 56.419
[38 empty] | 2.5 | 146.23 | 176.01 | 116.79 | 90.02 | 96.12 |  | 2.5 | 275.38 | 276.89 | 233.79 | 150.77 | 169.87 | 2.5 | 146.23 | kg/m2 | 15.33 |  | 146.23 | 275.38 |  | WA | 680 | 51.33 | 6000 |  |  |  |  | Lighting replacement and controls | Complete |  |  | Current Electricity Consumption: | 2816.979 | MWh |  |  | 5.2149
[23 empty] | Average Electricity Price ($/kWh): | [14 empty] | 2 | 161.56 | 194.58 | 125.91 | 99.65 | 104.55 |  | 2 | 304.55 | 304.47 | 256.62 | 167.44 | 185.9 | 2 | 161.56 | kg/m2 | 15.33 |  | 161.56 | 304.55 | [9 empty] | Condensor water loop |  |  |  | Current Gas Consumption | 4662.124 | GJ |  | 239306.8249
[38 empty] | 1.5 | 176.89 | 213.15 | 135.04 | 109.29 | 112.98 |  | 1.5 | 333.72 | 332.05 | 279.45 | 184.12 | 201.92 | 1.5 | 176.89 | kg/m2 | 15.33 |  | 176.89 | 333.72 | [9 empty] | CO/CO2 sensors |  |  |  | ABGR Gas Intensity | 5.9802
[21 empty] | Rating benefit calulator | [16 empty] | 1 | 192.21 | 231.71 | 144.16 | 118.93 | 121.42 |  | 1 | 362.89 | 359.62 | 302.28 | 200.8 | 217.95 | 1 | 192.21 | kg/m2 | 15.32 |  | 192.21 | 362.89 | [9 empty] | Submetering |  |  |  |  | 63
[39 empty] | NSW | VIC | QLD | SA | WA |  |  | NSW | VIC | QLD | SA | WA | [16 empty] | Cooling Tower
[6 empty] | 2024-06-30 | 2025-06-30 | 2026-06-30 | 2027-06-30 | 2028-06-30 | 2029-06-30 | 2030-06-30 | 2031-06-30 | 2032-06-30 | 2033-06-30 | 2034-06-30 | [5 empty] | Savings | Payback | + stars | kg/m2 | 2024-03-31 | 2025-03-31 | 2026-03-31 | 2027-03-31 | 2028-03-31 | 2029-03-31 | 2030-03-31 | 2031-03-31 | 2032-03-31 | 2033-03-31 | 2034-03-31 | full year saving for business case |  | capex | opex | [14 empty] | 84.92 | Stars | 69.59 | 15.33 | 15.33 | 15.32 | 15.33 | 15.33 | 15.33 | 15.33 | 15.32 |  |  |  |  | Lift | [7 empty] | Base | Whole Building
[6 empty] | 0 | 0 | 0 | 0 | 0 | 0 | 0 | 0 | 0 | 0 | 0 | [5 empty] | 0 | #DIV/0! | 0 | 0 | 0 | 0 | 0 | 0 | 0 | 0 | 0 | 0 | 0 | 0 | 0 | 0 | 0 | 0 | 0 | [14 empty] | 84.92 | Current | 63 | [12 empty] | Hot Water
[6 empty] | 0 | 0 | 0 | 0 | 0 | 0 | 0 | -320 | -320 | -320 | -320 | [5 empty] | 0 | #DIV/0! | 0 | 0 | 0 | 0 | 0 | 0 | 0 | 0 | 0 | 0 | 0 | 0 | 0 | 0 | 0 | 0 | 0 | [14 empty] | 84.92 | 2025-03-31 | 62.6964 | [12 empty] | Renewables | [6 empty] | Stars | NSW | NSW | Stars | (to invert)
[6 empty] | 0 | 0 | 0 | 0 | -90 | -90 | -90 | -90 | -90 | -90 | -90 | [5 empty] | -66793.9553 | 55.0948 | -0.51456 | -7.8883 | 0 | 0 | 0 | 0 | 0 | 0 | 0 | -7.8883 | -7.8883 | -7.8883 | -7.8883 | -320 | -1100 | 3680000 | 0 | [14 empty] | 84.92 | 2026-03-31 | 60.4192 | [12 empty] | Other | [6 empty] | 1 | 192.21 | 362.89 | 5 | 69.59 | 129.52
[6 empty] | 0 | 0 | 0 | 0 | 30 | 30 | 30 | 30 | 30 | 30 | 30 | [5 empty] | -18785.7999 | 39.1785 | -0.13222 | -2.027 | 0 | 0 | 0 | 0 | 0 | -2.027 | -2.027 | -2.027 | -2.027 | -2.027 | -2.027 | -90 | -160 | 736000 | 0 | [14 empty] | 84.92 | 2027-03-31 | 60.4192 | [19 empty] | 1.5 | 176.89 | 333.72 | 4.5 | 84.92 | 158.69
[6 empty] | 0 | 0 | 0 | 0 | 0 | 0 | 0 | 0 | 0 | 0 | 0 | [5 empty] | 6261.9333 | -95.8171 | 0.027061 | 0.41484 | 0 | 0 | 0 | 0 | 0 | 0.41484 | 0.41484 | 0.41484 | 0.41484 | 0.41484 | 0.41484 | 30 | -150 | 600000 | 0 | [14 empty] | 84.92 | 2028-03-30 | 60.4192 | [19 empty] | 2 | 161.56 | 304.55 | 4 | 100.25 | 187.86
[6 empty] | 0 | 0 | 0 | 0 | 0 | 0 | 0 | 0 | 0 | 0 | 0 | [5 empty] | 0 | #DIV/0! | 0 | 0 | 0 | 0 | 0 | 0 | 0 | 0 | 0 | 0 | 0 | 0 | 0 | 0 | 0 | 0 | 0 | [14 empty] | 84.92 | 2029-03-30 | 59.2101 | [19 empty] | 2.5 | 146.23 | 275.38 | 3.5 | 115.57 | 217.04
[6 empty] | 0 | 0 | 0 | 0 | 0 | 0 | 0 | -180 | -180 | -180 | -180 | [5 empty] | 0 | #DIV/0! | 0 | 0 | 0 | 0 | 0 | 0 | 0 | 0 | 0 | 0 | 0 | 0 | 0 | 0 | 0 | 207000 | 0 | [14 empty] | 84.92 | 2030-03-30 | 59.2101 | [19 empty] | 3 | 130.9 | 246.21 | 3 | 130.9 | 246.21
[6 empty] | 0 | 0 | 0 | 0 | 0 | 0 | 0 | 0 | 0 | 0 | 0 | [5 empty] | -37571.5999 | 7.346 | -0.23767 | -3.6435 | 0 | 0 | 0 | 0 | 0 | 0 | 0 | -3.6435 | -3.6435 | -3.6435 | -3.6435 | -180 | 0 | 276000 | 0 | [14 empty] | 84.92 | 2031-03-30 | 50.5613 | [19 empty] | 3.5 | 115.57 | 217.04 | 2.5 | 146.23 | 275.38
[6 empty] | -20 | -20 | -20 | -20 | -20 | -20 | -20 | -20 | -20 | -20 | -20 | [5 empty] | 0 | #DIV/0! | 0 | 0 | 0 | 0 | 0 | 0 | 0 | 0 | 0 | 0 | 0 | 0 | 0 | 0 | 0 | 161000 | 0 | [14 empty] | 84.92 | 2032-03-29 | 50.5613 | [19 empty] | 4 | 100.25 | 187.86 | 2 | 161.56 | 304.55
[6 empty] | 0 | 0 | -75 | -75 | -75 | -75 | -75 | -75 | -75 | -75 | -75 | [5 empty] | -4174.6222 | 28.0265 | -0.026408 | -0.40483 | 0 | -0.40483 | -0.40483 | -0.40483 | -0.40483 | -0.40483 | -0.40483 | -0.40483 | -0.40483 | -0.40483 | -0.40483 | -20 | 0 | 117000 | 0 | [14 empty] | 84.92 | 2033-03-29 | 47.5251 | [19 empty] | 4.5 | 84.92 | 158.69 | 1.5 | 176.89 | 333.72
[6 empty] | 0 | 0 | -75 | -75 | -75 | -75 | -75 | -75 | -75 | -75 | -75 | [5 empty] | -15654.8333 | 7.6309 | -0.099029 | -1.5181 | 0 | 0 | -1.5181 | -1.5181 | -1.5181 | -1.5181 | -1.5181 | -1.5181 | -1.5181 | -1.5181 | -1.5181 | -75 | 0 | 119460 | 0 | [36 empty] | 5 | 69.59 | 129.52 | 1 | 192.21 | 362.89
[6 empty] | 0 | 0 | 0 | 0 | 0 | 0 | 0 | 0 | -200 | -200 | -200 | [5 empty] | -15654.8333 | 13.7296 | -0.099029 | -1.5181 | 0 | 0 | -1.5181 | -1.5181 | -1.5181 | -1.5181 | -1.5181 | -1.5181 | -1.5181 | -1.5181 | -1.5181 | -75 | 0 | 214934 | 0
[6 empty] | 0 | 0 | 0 | 0 | 0 | 0 | 0 | 0 | 0 | 0 | 0 | [5 empty] | -41746.2221 | 83.8399 | -0.26408 | -4.0483 | 0 | 0 | 0 | 0 | 0 | 0 | 0 | 0 | 0 | -4.0483 | -4.0483 | -200 | 0 | 3500000 | 0
[6 empty] | 0 | 0 | 0 | 0 | 0 | 0 | 0 | 0 | 0 | 0 | 0 | [5 empty] | 0 | #DIV/0! | 0 | 0 | 0 | 0 | 0 | 0 | 0 | 0 | 0 | 0 | 0 | 0 | 0 | 0 | 0 | 0 | 0
[6 empty] | 0 | 0 | 0 | 0 | 0 | 0 | 0 | 0 | 0 | 0 | 0 | [5 empty] | 0 | #DIV/0! | 0 | 0 | 0 | 0 | 0 | 0 | 0 | 0 | 0 | 0 | 0 | 0 | 0 | 0 | 0 | 0 | 0
[6 empty] | 0 | 0 | 0 | 0 | 0 | 0 | 0 | 0 | 0 | 0 | 0 | [5 empty] | 0 | #DIV/0! | 0 | 0 | 0 | 0 | 0 | 0 | 0 | 0 | 0 | 0 | 0 | 0 | 0 | 0 | 0 | 0 | 0
[6 empty] | 0 | 0 | 0 | 0 | 0 | 0 | 0 | 0 | 0 | 0 | 0 | [5 empty] | 0 | #DIV/0! | 0 | 0 | 0 | 0 | 0 | 0 | 0 | 0 | 0 | 0 | 0 | 0 | 0 | 0 | 0 | 0 | 0
[6 empty] | 0 | 0 | 0 | 0 | 0 | 0 | 0 | 0 | 0 | 0 | 0 | [5 empty] | 0 | #DIV/0! | 0 | 0 | 0 | 0 | 0 | 0 | 0 | 0 | 0 | 0 | 0 | 0 | 0 | 0 | 0 | 0 | 0
[6 empty] | 0 | 0 | 0 | 0 | 0 | 0 | 0 | 0 | 0 | 0 | 0 | [5 empty] | 0 | #DIV/0! | 0 | 0 | 0 | 0 | 0 | 0 | 0 | 0 | 0 | 0 | 0 | 0 | 0 | 0 | 0 | 0 | 0
[6 empty] | 0 | 0 | 0 | 0 | 0 | 0 | 0 | 0 | 0 | 0 | 0 | [5 empty] | 0 | #DIV/0! | 0 | 0 | 0 | 0 | 0 | 0 | 0 | 0 | 0 | 0 | 0 | 0 | 0 | 0 | 0 | 0 | 0
[6 empty] | 0 | 0 | 0 | 0 | 0 | 0 | 0 | 0 | 0 | 0 | 0 | [5 empty] | 0 | #DIV/0! | 0 | 0 | 0 | 0 | 0 | 0 | 0 | 0 | 0 | 0 | 0 | 0 | 0 | 0 | 0 | 0 | 0
[6 empty] | 0 | 0 | 0 | 0 | 0 | 0 | 0 | 0 | 0 | 0 | 0 | [5 empty] | 0 | #DIV/0! | 0 | 0 | 0 | 0 | 0 | 0 | 0 | 0 | 0 | 0 | 0 | 0 | 0 | 0 | 0 | 0 | 0
[6 empty] | 0 | 0 | 0 | 0 | 0 | 0 | 0 | 0 | 0 | 0 | 0 | [5 empty] | 0 | #DIV/0! | 0 | 0 | 0 | 0 | 0 | 0 | 0 | 0 | 0 | 0 | 0 | 0 | 0 | 0 | 0 | 0 | 0
[6 empty] | 0 | 0 | 0 | 0 | 0 | 0 | 0 | 0 | 0 | 0 | 0 | [5 empty] | 0 | #DIV/0! | 0 | 0 | 0 | 0 | 0 | 0 | 0 | 0 | 0 | 0 | 0 | 0 | 0 | 0 | 0 | 0 | 0
[6 empty] | 0 | 0 | 0 | 0 | 0 | 0 | 0 | 0 | 0 | 0 | 0 | [5 empty] | 0 | #DIV/0! | 0 | 0 | 0 | 0 | 0 | 0 | 0 | 0 | 0 | 0 | 0 | 0 | 0 | 0 | 0 | 0 | 0
[6 empty] | 0 | 0 | 0 | 0 | 0 | 0 | 0 | 0 | 0 | 0 | 0 | [5 empty] | 0 | #DIV/0! | 0 | 0 | 0 | 0 | 0 | 0 | 0 | 0 | 0 | 0 | 0 | 0 | 0 | 0 | 0 | 0 | 0
[6 empty] | 0 | 0 | 0 | 0 | 0 | 0 | 0 | 0 | 0 | 0 | 0 | [5 empty] | 0 | #DIV/0! | 0 | 0 | 0 | 0 | 0 | 0 | 0 | 0 | 0 | 0 | 0 | 0 | 0 | 0 | 0 | 0 | 0
[6 empty] | 0 | 0 | 0 | 0 | 0 | 0 | 0 | 0 | 0 | 0 | 0 | [5 empty] | 0 | #DIV/0! | 0 | 0 | 0 | 0 | 0 | 0 | 0 | 0 | 0 | 0 | 0 | 0 | 0 | 0 | 0 | 0 | 0
[6 empty] | 0 | 0 | 0 | 0 | 0 | 0 | 0 | 0 | 0 | 0 | 0 | [5 empty] | 0 | #DIV/0! | 0 | 0 | 0 | 0 | 0 | 0 | 0 | 0 | 0 | 0 | 0 | 0 | 0 | 0 | 0 | 0 | 0
[6 empty] | 0 | 0 | 0 | 0 | 0 | 0 | 0 | 0 | 0 | 0 | 0 | [5 empty] | 0 | #DIV/0! | 0 | 0 | 0 | 0 | 0 | 0 | 0 | 0 | 0 | 0 | 0 | 0 | 0 | 0 | 0 | 0 | 0
[6 empty] | 0 | 0 | 0 | 0 | 0 | 0 | 0 | 0 | 0 | 0 | 0 | [5 empty] | 0 | #DIV/0! | 0 | 0 | 0 | 0 | 0 | 0 | 0 | 0 | 0 | 0 | 0 | 0 | 0 | 0 | 0 | 0 | 0
[6 empty] | 0 | 0 | 0 | 0 | 0 | 0 | 0 | 0 | 0 | 0 | 0 | [5 empty] | 0 | #DIV/0! | 0 | 0 | 0 | 0 | 0 | 0 | 0 | 0 | 0 | 0 | 0 | 0 | 0 | 0 | 0 | 0 | 0
[6 empty] | 0 | 0 | 0 | 0 | 0 | 0 | 0 | 0 | 0 | 0 | 0 | [5 empty] | 0 | #DIV/0! | 0 | 0 | 0 | 0 | 0 | 0 | 0 | 0 | 0 | 0 | 0 | 0 | 0 | 0 | 0 | 0 | 0
[6 empty] | 0 | 0 | 0 | 0 | 0 | 0 | 0 | 0 | 0 | 0 | 0 | [5 empty] | 0 | #DIV/0! | 0 | 0 | 0 | 0 | 0 | 0 | 0 | 0 | 0 | 0 | 0 | 0 | 0 | 0 | 0 | 0 | 0
[6 empty] | 0 | 0 | 0 | 0 | 0 | 0 | 0 | 0 | 0 | 0 | 0 | [5 empty] | 0 | #DIV/0! | 0 | 0 | 0 | 0 | 0 | 0 | 0 | 0 | 0 | 0 | 0 | 0 | 0 | 0 | 0 | 0 | 0
[6 empty] | 0 | 0 | 0 | 0 | 0 | 0 | 0 | 0 | 0 | 0 | 0 | [5 empty] | 0 | #DIV/0! | 0 | 0 | 0 | 0 | 0 | 0 | 0 | 0 | 0 | 0 | 0 | 0 | 0 | 0 | 0 | 0 | 0
[6 empty] | 0 | 0 | 0 | 0 | 0 | 0 | 0 | 0 | 0 | 0 | 0 | [5 empty] | 0 | #DIV/0! | 0 | 0 | 0 | 0 | 0 | 0 | 0 | 0 | 0 | 0 | 0 | 0 | 0 | 0 | 0 | 0 | 0
[6 empty] | 0 | 0 | 0 | 0 | 0 | 0 | 0 | 0 | 0 | 0 | 0 | [5 empty] | 0 | #DIV/0! | 0 | 0 | 0 | 0 | 0 | 0 | 0 | 0 | 0 | 0 | 0 | 0 | 0 | 0 | 0 | 0 | 0
[6 empty] | 0 | 0 | 0 | 0 | 0 | 0 | 0 | 0 | 0 | 0 | 0 | [5 empty] | 0 | #DIV/0! | 0 | 0 | 0 | 0 | 0 | 0 | 0 | 0 | 0 | 0 | 0 | 0 | 0 | 0 | 0 | 0 | 0
[6 empty] | 0 | 0 | 0 | 0 | 0 | 0 | 0 | 0 | 0 | 0 | 0 | [5 empty] | 0 | #DIV/0! | 0 | 0 | 0 | 0 | 0 | 0 | 0 | 0 | 0 | 0 | 0 | 0 | 0 | 0 | 0 | 0 | 0
[6 empty] | 0 | 0 | 0 | 0 | 0 | 0 | 0 | 0 | 0 | 0 | 0 | [5 empty] | 0 | #DIV/0! | 0 | 0 | 0 | 0 | 0 | 0 | 0 | 0 | 0 | 0 | 0 | 0 | 0 | 0 | 0 | 0 | 0
[6 empty] | 0 | 0 | 0 | 0 | 0 | 0 | 0 | 0 | 0 | 0 | 0 | [5 empty] | 0 | #DIV/0! | 0 | 0 | 0 | 0 | 0 | 0 | 0 | 0 | 0 | 0 | 0 | 0 | 0 | 0 | 0 | 0 | 0
[6 empty] | 0 | 0 | 0 | 0 | 0 | 0 | 0 | 0 | 0 | 0 | 0 | [5 empty] | 0 | #DIV/0! | 0 | 0 | 0 | 0 | 0 | 0 | 0 | 0 | 0 | 0 | 0 | 0 | 0 | 0 | 0 | 0 | 0
[22 empty] | 0 | #DIV/0! | 0 | 0 | 0 | 0 | 0 | 0 | 0 | 0 | 0 | 0 | 0 | 0 | 0 | 0 | 0 | 0 | 0
[22 empty] | 0 | #DIV/0! | 0 | 0 | 0 | 0 | 0 | 0 | 0 | 0 | 0 | 0 | 0 | 0 | 0 | 0 | 0 | 0 | 0
[24 empty] | 0 | 0 | 0 | 0 | 0 | 0 | 0 | 0 | 0 | 0 | 0 | 0 | 0 | 0 | 0 | 0 | 0
[24 empty] | 0 | 0 | 0 | 0 | 0 | 0 | 0 | 0 | 0 | 0 | 0 | 0 | 0 | 0 | 0 | 0 | 0
[5 empty] | Electricity savings | -20 | -20 | -170 | -170 | -230 | -230 | -230 | -730 | -930 | -930 | -930 | [6 empty] | #DIV/0! | TOTAL |  | 0 | -0.30362 | -2.5808 | -2.5808 | -2.5808 | -3.7899 | -3.7899 | -12.4387 | -12.4387 | -15.4749 | -15.4749 | -697.5 | -1057.5 | 9611394 | 0
[24 empty] | FY Performance | 63 | 63 | 62.6964 | 60.4192 | 60.4192 | 60.4192 | 59.2101 | 59.2101 | 50.5613 | 50.5613 | 47.5251 | 47.5251
[24 empty] | Star Rating | 5.1894 | 5.1894 | 5.1981 | 5.2636 | 5.2636 | 5.2636 | 5.2983 | 5.2983 | 5.5469 | 5.5469 | 5.6341 | 5.6341
[6 empty] | 0 | 0 | 0 | 0 | 0 | 0 | 0 | 0 | 0 | 0 | 0
[6 empty] | 0 | 0 | 0 | 0 | 0 | 0 | 0 | -1100 | -1100 | -1100 | -1100
[6 empty] | 0 | 0 | 0 | 0 | 0 | -160 | -160 | -160 | -160 | -160 | -160
[6 empty] | 0 | 0 | 0 | 0 | 0 | -150 | -150 | -150 | -150 | -150 | -150
[6 empty] | 0 | 0 | 0 | 0 | 0 | 0 | 0 | 0 | 0 | 0 | 0
[6 empty] | 0 | 0 | 0 | 0 | 0 | 0 | 0 | 0 | 0 | 0 | 0
[6 empty] | 0 | 0 | 0 | 0 | 0 | 0 | 0 | 0 | 0 | 0 | 0
[6 empty] | 0 | 0 | 0 | 0 | 0 | 0 | 0 | 0 | 0 | 0 | 0
[6 empty] | 0 | 0 | 0 | 0 | 0 | 0 | 0 | 0 | 0 | 0 | 0
[6 empty] | 0 | 0 | 0 | 0 | 0 | 0 | 0 | 0 | 0 | 0 | 0
[6 empty] | 0 | 0 | 0 | 0 | 0 | 0 | 0 | 0 | 0 | 0 | 0
[6 empty] | 0 | 0 | 0 | 0 | 0 | 0 | 0 | 0 | 0 | 0 | 0
[6 empty] | 0 | 0 | 0 | 0 | 0 | 0 | 0 | 0 | 0 | 0 | 0
[6 empty] | 0 | 0 | 0 | 0 | 0 | 0 | 0 | 0 | 0 | 0 | 0
[6 empty] | 0 | 0 | 0 | 0 | 0 | 0 | 0 | 0 | 0 | 0 | 0
[6 empty] | 0 | 0 | 0 | 0 | 0 | 0 | 0 | 0 | 0 | 0 | 0
[6 empty] | 0 | 0 | 0 | 0 | 0 | 0 | 0 | 0 | 0 | 0 | 0
[6 empty] | 0 | 0 | 0 | 0 | 0 | 0 | 0 | 0 | 0 | 0 | 0
[6 empty] | 0 | 0 | 0 | 0 | 0 | 0 | 0 | 0 | 0 | 0 | 0
[6 empty] | 0 | 0 | 0 | 0 | 0 | 0 | 0 | 0 | 0 | 0 | 0
[6 empty] | 0 | 0 | 0 | 0 | 0 | 0 | 0 | 0 | 0 | 0 | 0
[6 empty] | 0 | 0 | 0 | 0 | 0 | 0 | 0 | 0 | 0 | 0 | 0
[6 empty] | 0 | 0 | 0 | 0 | 0 | 0 | 0 | 0 | 0 | 0 | 0
[6 empty] | 0 | 0 | 0 | 0 | 0 | 0 | 0 | 0 | 0 | 0 | 0
[6 empty] | 0 | 0 | 0 | 0 | 0 | 0 | 0 | 0 | 0 | 0 | 0
[6 empty] | 0 | 0 | 0 | 0 | 0 | 0 | 0 | 0 | 0 | 0 | 0
[6 empty] | 0 | 0 | 0 | 0 | 0 | 0 | 0 | 0 | 0 | 0 | 0
[6 empty] | 0 | 0 | 0 | 0 | 0 | 0 | 0 | 0 | 0 | 0 | 0
[6 empty] | 0 | 0 | 0 | 0 | 0 | 0 | 0 | 0 | 0 | 0 | 0
[6 empty] | 0 | 0 | 0 | 0 | 0 | 0 | 0 | 0 | 0 | 0 | 0
[6 empty] | 0 | 0 | 0 | 0 | 0 | 0 | 0 | 0 | 0 | 0 | 0
[6 empty] | 0 | 0 | 0 | 0 | 0 | 0 | 0 | 0 | 0 | 0 | 0
[6 empty] | 0 | 0 | 0 | 0 | 0 | 0 | 0 | 0 | 0 | 0 | 0
[6 empty] | 0 | 0 | 0 | 0 | 0 | 0 | 0 | 0 | 0 | 0 | 0
[6 empty] | 0 | 0 | 0 | 0 | 0 | 0 | 0 | 0 | 0 | 0 | 0
[6 empty] | 0 | 0 | 0 | 0 | 0 | 0 | 0 | 0 | 0 | 0 | 0
[6 empty] | 0 | 0 | 0 | 0 | 0 | 0 | 0 | 0 | 0 | 0 | 0
[6 empty] | 0 | 0 | 0 | 0 | 0 | 0 | 0 | 0 | 0 | 0 | 0
[6 empty] | 0 | 0 | 0 | 0 | 0 | 0 | 0 | 0 | 0 | 0 | 0
[6 empty] | 0 | 0 | 0 | 0 | 0 | 0 | 0 | 0 | 0 | 0 | 0
[6 empty] | 0 | 0 | 0 | 0 | 0 | 0 | 0 | 0 | 0 | 0 | 0
[6 empty] | 0 | 0 | 0 | 0 | 0 | 0 | 0 | 0 | 0 | 0 | 0
[6 empty] | 0 | 0 | 0 | 0 | 0 | 0 | 0 | 0 | 0 | 0 | 0
[6 empty] | 0 | 0 | 0 | 0 | 0 | 0 | 0 | 0 | 0 | 0 | 0
[6 empty] | 0 | 0 | 0 | 0 | 0 | 0 | 0 | 0 | 0 | 0 | 0
[6 empty] | 0 | 0 | 0 | 0 | 0 | 0 | 0 | 0 | 0 | 0 | 0
[5 empty] | Gas Savings | 0 | 0 | 0 | 0 | 0 | -310 | -310 | -1410 | -1410 | -1410 | -1410
[5 empty] | Current | 2024-06-30 | 2025-06-30 | 2026-06-30 | 2027-06-30 | 2028-06-30 | 2029-06-30 | 2030-06-30 | 2031-06-30 | 2032-06-30 | 2033-06-30 | 2034-06-30 | 2035-06-30
|  |  |  | NABERS | 5.1894 | 5.1894 | 5.1981 | 5.2636 | 5.2636 | 5.2636 | 5.2983 | 5.2983 | 5.5469 | 5.5469 | 5.6341 | 5.6341
Formulas:
Base = [Base, row above]+365
Note on B73: [Threaded comment] Your version of Excel allows you to read this threaded comment; however, any edits to it will get removed if the file is opened in a newer version of Excel. Learn more: https://go.microsoft.com/fwlink/?linkid=870924 Comment: Need to determine whether required without chilled beams
Note on B75: [Threaded comment] Your version of Excel allows you to read this threaded comment; however, any edits to it will get removed if the file is opened in a newer version of Excel. Learn more: https://go.microsoft.com/fwlink/?linkid=870924 Comment: Need to assess whether included in on floor work allowances
Note on B76: [Threaded comment] Your version of Excel allows you to read this threaded comment; however, any edits to it will get removed if the file is opened in a newer version of Excel. Learn more: https://go.microsoft.com/fwlink/?linkid=870924 Comment: Need to consider whether needed
Note on E79: [Threaded comment] Your version of Excel allows you to read this threaded comment; however, any edits to it will get removed if the file is opened in a newer version of Excel. Learn more: https://go.microsoft.com/fwlink/?linkid=870924 Comment: Moved back 12 months
Note on C80: [Threaded comment] Your version of Excel allows you to read this threaded comment; however, any edits to it will get removed if the file is opened in a newer version of Excel. Learn more: https://go.microsoft.com/fwlink/?linkid=870924 Comment: -430MWh
Note on F80: [Threaded comment] Your version of Excel allows you to read this threaded comment; however, any edits to it will get removed if the file is opened in a newer version of Excel. Learn more: https://go.microsoft.com/fwlink/?linkid=870924 Comment: $14,490,000
Note on B81: [Threaded comment] Your version of Excel allows you to read this threaded comment; however, any edits to it will get removed if the file is opened in a newer version of Excel. Learn more: https://go.microsoft.com/fwlink/?linkid=870924 Comment: Need to determine whether required without chilled beams
Note on F81: [Threaded comment] Your version of Excel allows you to read this threaded comment; however, any edits to it will get removed if the file is opened in a newer version of Excel. Learn more: https://go.microsoft.com/fwlink/?linkid=870924 Comment: $736k assumed to be for Chilled Beams

## 130P-NR
Energy and Carbon Roadmap
130 Pitt Street
Asset Qualifier
Energy Consumption
Scope | Emission Source | SOURCE | UNIT COST | Units | BASE | CURRENT | FY25 | FY26 | FY27 | FY28 | FY29 | FY30 | FY31 | FY32 | FY33 | Reduction
NSW3 | Electricity Consumption | Black | 0.45144 | MWh | 547.9782 | 547.9782 | 547.9782 | 547.9782 | 547.9782 | 547.9782 | 547.9782 | 547.9782 | 547.9782 | 547.9782 | 547.9782 | 0%
NSW3 | Annual Electricity Savings |  |  | MWh | 0 | 0 | 0 | 0 | 0 | 0 | 0 | 0 | 0 | 0 | 0 | 0
Scope 1 | Gas Consumption |  | 0 | GJ | 0 | 0 | 0 | 0 | 0 | 0 | 0 | 0 | 0 | 0 | 0 | #DIV/0!
Scope 1 | Annual Gas Savings |  |  | GJ | 0 | 0 | 0 | 0 | 0 | 0 | 0 | 0 | 0 | 0 | 0 | 0
Emissions profile
Scope | Emission Source |  |  | Units | BASE | CURRENT | FY25 | FY26 | FY27 | FY28 | FY29 | FY30 | FY31 | FY32 | FY33 | Reduction
NSW3 | Electricity - Renewable |  |  | t.CO2-e | 432.9028 | 203.2999 | 0 | 0 | 0 | 0 | 0 | 0 | 0 | 0 | 0 | 100%
Scope 1 | Gas |  |  | t.CO2-e | 0 | 0 | 0 | 0 | 0 | 0 | 0 | 0 | 0 | 0 | 0 | #DIV/0!
Scope 3 | Water, waste and Utility scope 3 |  |  | t.CO2-e | 14.7411 | 0 | 0 | 0 | 0 | 0 | 0 | 0 | 0 | 0 | 0 | 100%
|  |  |  | t.CO2-e | 447.6438 | 203.2999 | 0 | 0 | 0 | 0 | 0 | 0 | 0 | 0 | 0 | 100%
|  |  |  | kg.CO2-e/m2 | #DIV/0! | #DIV/0! | #DIV/0! | #DIV/0! | #DIV/0! | #DIV/0! | #DIV/0! | #DIV/0! | #DIV/0! | #DIV/0! | #DIV/0!
Net Zero Contribution
Scope | Emission Source |  |  | Units | BASE | CURRENT | FY25 | FY26 | FY27 | FY28 | FY29 | FY30 | FY31 | FY32 | FY33 | Reduction
Capital | Energy Efficiency |  |  | t.CO2-e | 0 | 0 | 0 | 0 | 0 | 0 | 0 | 0 | 0 | 0 | 0 | 0
NSW3 | Renewable Electricity |  |  | t.CO2-e | 0 | 203.2999 | 400.0241 | 362.7616 | 341.9384 | 299.7441 | 252.07 | 209.8757 | 178.0929 | 157.8177 | 144.6662 | 2550.2905
Scope 1 | Gas Offsets |  |  | t.CO2-e | 0 | 0 | 0 | 0 | 0 | 0 | 0 | 0 | 0 | 0 | 0 | 0
Scope 1 | Electrification |  |  | t.CO2-e | 0 | 0 | 0 | 0 | 0 | 0 | 0 | 0 | 0 | 0 | 0 | 0
Scope 3 | Scope 3 Offsets |  |  | t.CO2-e | 0 | 13.5768 | 12.4125 | 11.2483 | 10.084 | 8.9197 | 7.7555 | 6.5912 | 5.4269 | 4.2627 | 4.2627 | 84.5403
Scope 3 | Scope 3 |  |  | t.CO2-e | 14.7411 | 0 | 0 | 0 | 0 | 0 | 0 | 0 | 0 | 0 | 0 | 0
Scope 1 | Gas |  |  | t.CO2-e | 0 | 0 | 0 | 0 | 0 | 0 | 0 | 0 | 0 | 0 | 0 | 0
NSW3 | Grid Electricity |  |  | t.CO2-e | 432.9028 | 203.2999 | 0 | 0 | 0 | 0 | 0 | 0 | 0 | 0 | 0 | 203.2999
|  |  |  | t.CO2-e | 0 | 203.2999 | 400.0241 | 362.7616 | 341.9384 | 299.7441 | 252.07 | 209.8757 | 178.0929 | 157.8177 | 144.6662 | 2634.8308
Energy and Carbon Costs |  | NSW2
Scope | Emission Source |  |  |  | BASE | CURRENT | FY25 | FY26 | FY27 | FY28 | FY29 | FY30 | FY31 | FY32 | FY33 | TOTAL
BASELINE - Do nothing scenario
NSW2 | Electricity Consumption costs - do nothing scenario |  |  |  | 103108.41 | 321590.6146 | 332846.2861 | 344495.9061 | 356553.2629 | 369032.6271 | 381948.769 | 395316.9759 | 474380.3711 | 490983.6841 | 508168.113 | 3975316.61
Scope 1 | Gas Consumption costs- do nothing scenario |  |  |  | 0 | 0 | 0 | 0 | 0 | 0 | 0 | 0 | 0 | 0 | 0 | 0
Scope 1 | Gas Offset Costs - ACCUs (Climate Active) | [5 empty] | 0 | 0 | 0 | 0 | 0 | 0 | 0 | 0 | 0 | 0
Scope 3 | Scope 3 offsets (from FY24) | [5 empty] | 744.7522 | 674.8962 | 605.0402 | 535.1842 | 465.3281 | 395.4721 | 325.6161 | 255.7601 | 255.7601 | 4257.8092
TOTAL COSTS |  |  |  | Total Cost | 103108.41 | 321590.6146 | 333591.0383 | 345170.8023 | 357158.303 | 369567.8112 | 382414.0971 | 395712.448 | 474705.9872 | 491239.4442 | 508423.8731 | 3979574.4192
|  |  |  | Cost/m2 | #DIV/0! | #DIV/0! | #DIV/0! | #DIV/0! | #DIV/0! | #DIV/0! | #DIV/0! | #DIV/0! | #DIV/0! | #DIV/0! | #DIV/0!
ENERGY AND CARBON ROADMAP - Implement NABERS Roadmap projects scenario
NSW3 | Electricity Consumption Costs |  |  |  | 103108.41 | 321590.6146 | 332846.2861 | 344495.9061 | 356553.2629 | 369032.6271 | 381948.769 | 395316.9759 | 474380.3711 | 490983.6841 | 508168.113 | 3975316.61
Scope 1 | Gas Consumption costs |  |  |  | 0 | 0 | 0 | 0 | 0 | 0 | 0 | 0 | 0 | 0 | 0 | 0
Scope 1 | Gas Offset Costs - ACCUs (Climate Active) | [5 empty] | 0 | 0 | 0 | 0 | 0 | 0 | 0 | 0 | 0 | 0
Scope 3 | Scope 3 offsets (from FY24) - ACCUs | [5 empty] | 744.7522 | 674.8962 | 605.0402 | 535.1842 | 465.3281 | 395.4721 | 325.6161 | 255.7601 | 255.7601 | 4257.8092
TOTAL COSTS |  |  |  | Total Cost | 103108.41 | 321590.6146 | 333591.0383 | 345170.8023 | 357158.303 | 369567.8112 | 382414.0971 | 395712.448 | 474705.9872 | 491239.4442 | 508423.8731 | 3979574.4192
|  |  |  | Cost/m2 | #DIV/0! | #DIV/0! | #DIV/0! | #DIV/0! | #DIV/0! | #DIV/0! | #DIV/0! | #DIV/0! | #DIV/0! | #DIV/0! | #DIV/0! | #DIV/0!
TOTAL SAVINGS |  |  |  | Savings | 0 | 0 | 0 | 0 | 0 | 0 | 0 | 0 | 0 | 0 | 0 | 0
|  |  |  | Cost/m2 | #DIV/0! | #DIV/0! | #DIV/0! | #DIV/0! | #DIV/0! | #DIV/0! | #DIV/0! | #DIV/0! | #DIV/0! | #DIV/0! | #DIV/0! | #DIV/0!
CAPITAL COSTS - NABERS Roadmap
| All Identified Projects |  |  | TOTAL COSTS ($) |  | 0 | 0 | 0 | 0 | 0 | 0 | 0 | 0 | 0 | 0 | 0
|  |  |  | TOTAL SAVINGS ($) | 0 | 0 | 0 | 0 | 0 | 0 | 0 | 0 | 0 | 0 | 0 | 0
NABERS Roadmap | [16 empty] | Notes and Summary Outcomes |  |  |  | ^ includes projects implemented in FY32
Current rating information |  | p2052 |  | Weighted Average | BASE | CURRENT | FY25 | FY26 | FY27 | FY28 | FY29 | FY30 | FY31 | FY32 | FY33 | TOTAL | ESG ROADMAP |  | ELECTRIFICATION PLAN |  | TENANT METERING
Last rating date |  | 2023-03-31 |  | 130 Pitt Street | 4.53 | 4.53 | 4.53 | 4.53 | 4.53 | 4.53 | 4.53 | 4.53 | 4.53 | 4.53 | 4.53 | 0 | Status | Underway | Status | Underway | Status | #NAME?
State |  | NSW | [14 empty] | Total Cost |  | Total Cost |  | Collection process
NABERS Rating Type (Base/Whole) |  | Base |  | IOM | 5.2362 | 5.2411 | 5.2497 | 5.3201 | 5.3392 | 5.3755 | 5.3907 | 5.3929 | 5.4401 | 5.4606 | 5.493 | 0.25674 | Annual Savings |  | Progress by FY32 |  | NLA covered | 0%
Postcode |  | 2000 | [14 empty] | Est IRR |  | Est. 100% completion |  | Cost for automation | 0
Rated Area |  | 5511.8 | [14 empty] | NABERS Improvement |  |  |  | ETA 100% coverage | #NAME?
Rated Hours |  | 50 | [14 empty] | FY32 NABERS | 4.53 |  |  | Tenant spec. data | 0%
Electricity Consumption (MWh) |  | 547.9782 | [14 empty] | FY33 NABERS^ | 4.53
Gas Consumption (GJ) |  | 0 | [14 empty] | Total Electricity Reduction | 0%
NABERS Benchmark Factor |  | 84 | 0% | [13 empty] | Total Gas Reduction | #DIV/0!
| Current NABERS Energy Rating: | 4.53
Identified Projects | [5 empty] | 2024-06-30 | 2025-06-30 | 2026-06-30 | 2027-06-30 | 2028-06-30 | 2029-06-30 | 2030-06-30 | 2031-06-30 | 2032-06-30 | 2033-06-30 | 2034-06-30 | Project Classifications
Job Number | Job Description | Predicted Reduction (MWh) | Predicted Reduction (MJ) | Estimated completion date | Total Expected Cost ($) | CURRENT | FY25 | FY26 | FY27 | FY28 | FY29 | FY30 | FY31 | FY32 | FY33 | FY34 | Efficiency | Electrification | GRESB | NABERS | Est IRR | Opex | Life-cycle
[6 empty] | 0 | 0 | 0 | 0 | 0 | 0 | 0 | 0 | 0 | 0 | 0 |  |  |  | #DIV/0!
[6 empty] | 0 | 0 | 0 | 0 | 0 | 0 | 0 | 0 | 0 | 0 | 0 |  |  |  | #DIV/0!
[6 empty] | 0 | 0 | 0 | 0 | 0 | 0 | 0 | 0 | 0 | 0 | 0 |  |  |  | #DIV/0!
[6 empty] | 0 | 0 | 0 | 0 | 0 | 0 | 0 | 0 | 0 | 0 | 0 |  |  |  | #DIV/0!
[6 empty] | 0 | 0 | 0 | 0 | 0 | 0 | 0 | 0 | 0 | 0 | 0 |  |  |  | #DIV/0!
[6 empty] | 0 | 0 | 0 | 0 | 0 | 0 | 0 | 0 | 0 | 0 | 0 |  |  |  | #DIV/0!
[6 empty] | 0 | 0 | 0 | 0 | 0 | 0 | 0 | 0 | 0 | 0 | 0 |  |  |  | #DIV/0!
[6 empty] | 0 | 0 | 0 | 0 | 0 | 0 | 0 | 0 | 0 | 0 | 0 |  |  |  | #DIV/0!
[6 empty] | 0 | 0 | 0 | 0 | 0 | 0 | 0 | 0 | 0 | 0 | 0 |  |  |  | #DIV/0!
#DIV/0!
#DIV/0!
#DIV/0!
#DIV/0!
#DIV/0!
#DIV/0!
#DIV/0!
#DIV/0!
#DIV/0!
#DIV/0!
#DIV/0!
#DIV/0!
|  | 0 | 0 |  | 0 | 0 | 0 | 0 | 0 | 0 | 0 | 0 | 0 | 0 | 0 | 0 | 0 | 0 | 0 | #DIV/0! |  | 0 | 0
#NAME?
[17 empty] | MWh saved in FY13 | 0
[17 empty] | Current Rating: | 4.53
[17 empty] | Expected Rating at 31/3/2024: | 4.53
[17 empty] | Expected Rating at 31/3/2025: | 4.53
[17 empty] | Expected Rating at 31/3/2026: | 4.53 | [7 empty] | 4.53 | 0 | 0 | 0 | 0
[17 empty] | Expected Rating at 31/3/2027: | 4.53
[17 empty] | Expected Rating at 31/3/2028: | 4.53
[17 empty] | Expected Rating at 31/3/2029: | 4.53
[17 empty] | Expected Rating at 31/3/2030: | 4.53
[17 empty] | Expected Rating at 31/3/2031: | 4.53
[17 empty] | Expected Rating at 31/3/2032: | 4.53
[17 empty] | Expected Rating at 31/3/2033: | 4.53
[38 empty] | Stars | NSW (2000) | VIC (3000) | QLD (4000) | SA (5000) | WA (6000) |  | Stars | NSW (2000) | VIC (3000) | QLD (4000) | SA (5000) | WA (6000) | Stars | Intensity | Unit | base + diff |  | Base | Whole Building
[38 empty] | 6 | 34.795 | 42.145 | 35.585 | 20.915 | 26.98 |  | 6 | 64.76 | 69.5 | 59.815 | 33.69 | 44.87 | 6 | 34.795 | kg/m2 |  |  | 34.795 | 64.76
[25 empty] | PLEASE DO NOT CHANGE ANYTHING IN THE CELLS IN THIS SECTION OF THE CALCULATOR | [12 empty] | 5.5 | 52.1925 | 63.2175 | 53.3775 | 31.3725 | 40.47 |  | 5.5 | 97.14 | 104.25 | 89.7225 | 50.535 | 67.305 | 5.5 | 52.1925 | kg/m2 |  |  | 52.1925 | 97.14 |  |  | Elec (kg/MWh) | Gas (kG/GJ)
[37 empty] | Base Building | 5 | 69.59 | 84.29 | 71.17 | 41.83 | 53.96 | Whole Building | 5 | 129.52 | 139 | 119.63 | 67.38 | 89.74 | 5 | 69.59 | kg/m2 | 69.59 |  | 69.59 | 129.52 |  | ACT | 810 | 51.33 | 2000 |  |  |  |  | Economy Cycle | Identified only | All |  | NLA: | 5511.8 | m2 | Emissions/m2 | 80.5295
[19 empty] | 152 | Cost/MWh | [17 empty] | 4.5 | 84.92 | 101.75 | 80.29 | 51.46 | 62.39 |  | 4.5 | 158.69 | 166.57 | 142.47 | 84.06 | 105.77 | 4.5 | 84.92 | kg/m2 | 15.33 |  | 84.92 | 158.69 |  | NSW | 810 | 51.33 | 2000 |  | 6.5236 | El - converter | 84 | BMS | Business case written | Summer |  | Current ABGR rating (w'out GP): | 4.53 | stars | t.CO2 | 443862.342
[38 empty] | 4 | 100.25 | 120.31 | 89.42 | 61.1 | 70.83 |  | 4 | 187.86 | 194.15 | 165.3 | 100.73 | 121.79 | 4 | 100.25 | kg/m2 | 15.33 |  | 100.25 | 187.86 |  | QLD | 810 | 51.33 | 3000 |  | #DIV/0! | Gas - converter | 0 | HVAC | Approved to implement | Winter |  | ABGR Electricity intensity: | 84 | kg/m2 | Electrical emissions | 443862.342
[38 empty] | 3.5 | 115.57 | 138.88 | 98.54 | 70.74 | 79.26 |  | 3.5 | 217.04 | 221.73 | 188.13 | 117.41 | 137.82 | 3.5 | 115.57 | kg/m2 | 15.32 |  | 115.57 | 217.04 |  | SA | 770 | 51.33 | 4000 |  |  |  |  | Chillers | Rejected, do not persue | Shoulder |  | Current NABERS Water rating: |  | stars | Gas emissions | 0
[38 empty] | 3 | 130.9 | 157.45 | 107.66 | 80.38 | 87.69 |  | 3 | 246.21 | 249.31 | 210.96 | 134.09 | 153.85 | 3 | 130.9 | kg/m2 | 15.33 |  | 130.9 | 246.21 |  | VIC | 980 | 51.33 | 5000 |  | 0.152 |  |  | VSDs | Rejected but reconsider |  |  | Energy performance tracking | Consumption | Unit |  | 80.5295
[38 empty] | 2.5 | 146.23 | 176.01 | 116.79 | 90.02 | 96.12 |  | 2.5 | 275.38 | 276.89 | 233.79 | 150.77 | 169.87 | 2.5 | 146.23 | kg/m2 | 15.33 |  | 146.23 | 275.38 |  | WA | 680 | 51.33 | 6000 |  |  |  |  | Lighting replacement and controls | Complete |  |  | Current Electricity Consumption: | 547.9782 | MWh |  |  | 4.53
[21 empty] | Average Electricity Price ($/kWh): | 0.152 | [15 empty] | 2 | 161.56 | 194.58 | 125.91 | 99.65 | 104.55 |  | 2 | 304.55 | 304.47 | 256.62 | 167.44 | 185.9 | 2 | 161.56 | kg/m2 | 15.33 |  | 161.56 | 304.55 | [9 empty] | Condensor water loop |  |  |  | Current Gas Consumption | 0 | GJ |  | 0
[38 empty] | 1.5 | 176.89 | 213.15 | 135.04 | 109.29 | 112.98 |  | 1.5 | 333.72 | 332.05 | 279.45 | 184.12 | 201.92 | 1.5 | 176.89 | kg/m2 | 15.33 |  | 176.89 | 333.72 | [9 empty] | CO/CO2 sensors |  |  |  | ABGR Gas Intensity | 0
[21 empty] | Rating benefit calulator | [16 empty] | 1 | 192.21 | 231.71 | 144.16 | 118.93 | 121.42 |  | 1 | 362.89 | 359.62 | 302.28 | 200.8 | 217.95 | 1 | 192.21 | kg/m2 | 15.32 |  | 192.21 | 362.89 | [9 empty] | Submetering |  |  |  |  | 84
[39 empty] | NSW | VIC | QLD | SA | WA |  |  | NSW | VIC | QLD | SA | WA | [16 empty] | Cooling Tower
[6 empty] | 2024-06-30 | 2025-06-30 | 2026-06-30 | 2027-06-30 | 2028-06-30 | 2029-06-30 | 2030-06-30 | 2031-06-30 | 2032-06-30 | 2033-06-30 | 2034-06-30 | [5 empty] | Savings | Payback | + stars | kg/m2 | 2024-03-31 | 2025-03-31 | 2026-03-31 | 2027-03-31 | 2028-03-31 | 2029-03-31 | 2030-03-31 | 2031-03-31 | 2032-03-31 | 2033-03-31 | 2034-03-31 | full year saving for business case |  | capex | opex | [14 empty] | 84.92 | Stars | 69.59 | 15.33 | 15.33 | 15.32 | 15.33 | 15.33 | 15.33 | 15.33 | 15.32 |  |  |  |  | Lift | [7 empty] | Base | Whole Building
[6 empty] | 0 | 0 | 0 | 0 | 0 | 0 | 0 | 0 | 0 | 0 | 0 | [5 empty] | 0 | #DIV/0! | 0 | 0 | 0 | 0 | 0 | 0 | 0 | 0 | 0 | 0 | 0 | 0 | 0 | 0 | 0 | 0 | 0 | [14 empty] | 84.92 | Current | 84 | [12 empty] | Hot Water
[6 empty] | 0 | 0 | 0 | 0 | 0 | 0 | 0 | 0 | 0 | 0 | 0 | [5 empty] | 0 | #DIV/0! | #DIV/0! | #DIV/0! | 0 | 0 | 0 | 0 | 0 | 0 | 0 | 0 | 0 | 0 | 0 | 0 | 0 | 0 | 0 | [14 empty] | 84.92 | 2025-03-31 | 84 | [12 empty] | Renewables | [6 empty] | Stars | NSW | NSW | Stars | (to invert)
[6 empty] | 0 | 0 | 0 | 0 | 0 | 0 | 0 | 0 | 0 | 0 | 0 | [5 empty] | 0 | #DIV/0! | #DIV/0! | #DIV/0! | 0 | 0 | 0 | 0 | 0 | 0 | 0 | 0 | 0 | 0 | 0 | 0 | 0 | 0 | 0 | [14 empty] | 84.92 | 2026-03-31 | 84 | [12 empty] | Other | [6 empty] | 1 | 192.21 | 362.89 | 5 | 69.59 | 129.52
[6 empty] | 0 | 0 | 0 | 0 | 0 | 0 | 0 | 0 | 0 | 0 | 0 | [5 empty] | 0 | #DIV/0! | #DIV/0! | #DIV/0! | 0 | 0 | 0 | 0 | 0 | 0 | 0 | 0 | 0 | 0 | 0 | 0 | 0 | 0 | 0 | [14 empty] | 84.92 | 2027-03-31 | 84 | [19 empty] | 1.5 | 176.89 | 333.72 | 4.5 | 84.92 | 158.69
[6 empty] | 0 | 0 | 0 | 0 | 0 | 0 | 0 | 0 | 0 | 0 | 0 | [5 empty] | 0 | #DIV/0! | #DIV/0! | #DIV/0! | 0 | 0 | 0 | 0 | 0 | 0 | 0 | 0 | 0 | 0 | 0 | 0 | 0 | 0 | 0 | [14 empty] | 84.92 | 2028-03-30 | 84 | [19 empty] | 2 | 161.56 | 304.55 | 4 | 100.25 | 187.86
[6 empty] | 0 | 0 | 0 | 0 | 0 | 0 | 0 | 0 | 0 | 0 | 0 | [5 empty] | 0 | #DIV/0! | #DIV/0! | #DIV/0! | 0 | 0 | 0 | 0 | 0 | 0 | 0 | 0 | 0 | 0 | 0 | 0 | 0 | 0 | 0 | [14 empty] | 84.92 | 2029-03-30 | 84 | [19 empty] | 2.5 | 146.23 | 275.38 | 3.5 | 115.57 | 217.04
[6 empty] | 0 | 0 | 0 | 0 | 0 | 0 | 0 | 0 | 0 | 0 | 0 | [5 empty] | 0 | #DIV/0! | #DIV/0! | #DIV/0! | 0 | 0 | 0 | 0 | 0 | 0 | 0 | 0 | 0 | 0 | 0 | 0 | 0 | 0 | 0 | [14 empty] | 84.92 | 2030-03-30 | 84 | [19 empty] | 3 | 130.9 | 246.21 | 3 | 130.9 | 246.21
[6 empty] | 0 | 0 | 0 | 0 | 0 | 0 | 0 | 0 | 0 | 0 | 0 | [5 empty] | 0 | #DIV/0! | #DIV/0! | #DIV/0! | 0 | 0 | 0 | 0 | 0 | 0 | 0 | 0 | 0 | 0 | 0 | 0 | 0 | 0 | 0 | [14 empty] | 84.92 | 2031-03-30 | 84 | [19 empty] | 3.5 | 115.57 | 217.04 | 2.5 | 146.23 | 275.38
[6 empty] | 0 | 0 | 0 | 0 | 0 | 0 | 0 | 0 | 0 | 0 | 0 | [5 empty] | 0 | #DIV/0! | #DIV/0! | #DIV/0! | 0 | 0 | 0 | 0 | 0 | 0 | 0 | 0 | 0 | 0 | 0 | 0 | 0 | 0 | 0 | [14 empty] | 84.92 | 2032-03-29 | 84 | [19 empty] | 4 | 100.25 | 187.86 | 2 | 161.56 | 304.55
[6 empty] | 0 | 0 | 0 | 0 | 0 | 0 | 0 | 0 | 0 | 0 | 0 | [5 empty] | 0 | #DIV/0! | #DIV/0! | #DIV/0! | 0 | 0 | 0 | 0 | 0 | 0 | 0 | 0 | 0 | 0 | 0 | 0 | 0 | 0 | 0 | [14 empty] | 84.92 | 2033-03-29 | 84 | [19 empty] | 4.5 | 84.92 | 158.69 | 1.5 | 176.89 | 333.72
[6 empty] | 0 | 0 | 0 | 0 | 0 | 0 | 0 | 0 | 0 | 0 | 0 | [5 empty] | 0 | #DIV/0! | #DIV/0! | #DIV/0! | 0 | 0 | 0 | 0 | 0 | 0 | 0 | 0 | 0 | 0 | 0 | 0 | 0 | 0 | 0 | [36 empty] | 5 | 69.59 | 129.52 | 1 | 192.21 | 362.89
[6 empty] | 0 | 0 | 0 | 0 | 0 | 0 | 0 | 0 | 0 | 0 | 0 | [5 empty] | 0 | #DIV/0! | #DIV/0! | #DIV/0! | 0 | 0 | 0 | 0 | 0 | 0 | 0 | 0 | 0 | 0 | 0 | 0 | 0 | 0 | 0
[6 empty] | 0 | 0 | 0 | 0 | 0 | 0 | 0 | 0 | 0 | 0 | 0 | [5 empty] | 0 | #DIV/0! | #DIV/0! | #DIV/0! | 0 | 0 | 0 | 0 | 0 | 0 | 0 | 0 | 0 | 0 | 0 | 0 | 0 | 0 | 0
[6 empty] | 0 | 0 | 0 | 0 | 0 | 0 | 0 | 0 | 0 | 0 | 0 | [5 empty] | 0 | #DIV/0! | #DIV/0! | #DIV/0! | 0 | 0 | 0 | 0 | 0 | 0 | 0 | 0 | 0 | 0 | 0 | 0 | 0 | 0 | 0
[6 empty] | 0 | 0 | 0 | 0 | 0 | 0 | 0 | 0 | 0 | 0 | 0 | [5 empty] | 0 | #DIV/0! | #DIV/0! | #DIV/0! | 0 | 0 | 0 | 0 | 0 | 0 | 0 | 0 | 0 | 0 | 0 | 0 | 0 | 0 | 0
[6 empty] | 0 | 0 | 0 | 0 | 0 | 0 | 0 | 0 | 0 | 0 | 0 | [5 empty] | 0 | #DIV/0! | #DIV/0! | #DIV/0! | 0 | 0 | 0 | 0 | 0 | 0 | 0 | 0 | 0 | 0 | 0 | 0 | 0 | 0 | 0
[6 empty] | 0 | 0 | 0 | 0 | 0 | 0 | 0 | 0 | 0 | 0 | 0 | [5 empty] | 0 | #DIV/0! | #DIV/0! | #DIV/0! | 0 | 0 | 0 | 0 | 0 | 0 | 0 | 0 | 0 | 0 | 0 | 0 | 0 | 0 | 0
[6 empty] | 0 | 0 | 0 | 0 | 0 | 0 | 0 | 0 | 0 | 0 | 0 | [5 empty] | 0 | #DIV/0! | #DIV/0! | #DIV/0! | 0 | 0 | 0 | 0 | 0 | 0 | 0 | 0 | 0 | 0 | 0 | 0 | 0 | 0 | 0
[6 empty] | 0 | 0 | 0 | 0 | 0 | 0 | 0 | 0 | 0 | 0 | 0 | [5 empty] | 0 | #DIV/0! | #DIV/0! | #DIV/0! | 0 | 0 | 0 | 0 | 0 | 0 | 0 | 0 | 0 | 0 | 0 | 0 | 0 | 0 | 0
[6 empty] | 0 | 0 | 0 | 0 | 0 | 0 | 0 | 0 | 0 | 0 | 0 | [5 empty] | 0 | #DIV/0! | #DIV/0! | #DIV/0! | 0 | 0 | 0 | 0 | 0 | 0 | 0 | 0 | 0 | 0 | 0 | 0 | 0 | 0 | 0
[6 empty] | 0 | 0 | 0 | 0 | 0 | 0 | 0 | 0 | 0 | 0 | 0 | [5 empty] | 0 | #DIV/0! | #DIV/0! | #DIV/0! | 0 | 0 | 0 | 0 | 0 | 0 | 0 | 0 | 0 | 0 | 0 | 0 | 0 | 0 | 0
[6 empty] | 0 | 0 | 0 | 0 | 0 | 0 | 0 | 0 | 0 | 0 | 0 | [5 empty] | 0 | #DIV/0! | #DIV/0! | #DIV/0! | 0 | 0 | 0 | 0 | 0 | 0 | 0 | 0 | 0 | 0 | 0 | 0 | 0 | 0 | 0
[6 empty] | 0 | 0 | 0 | 0 | 0 | 0 | 0 | 0 | 0 | 0 | 0 | [5 empty] | 0 | #DIV/0! | #DIV/0! | #DIV/0! | 0 | 0 | 0 | 0 | 0 | 0 | 0 | 0 | 0 | 0 | 0 | 0 | 0 | 0 | 0
[6 empty] | 0 | 0 | 0 | 0 | 0 | 0 | 0 | 0 | 0 | 0 | 0 | [5 empty] | 0 | #DIV/0! | #DIV/0! | #DIV/0! | 0 | 0 | 0 | 0 | 0 | 0 | 0 | 0 | 0 | 0 | 0 | 0 | 0 | 0 | 0
[6 empty] | 0 | 0 | 0 | 0 | 0 | 0 | 0 | 0 | 0 | 0 | 0 | [5 empty] | 0 | #DIV/0! | #DIV/0! | #DIV/0! | 0 | 0 | 0 | 0 | 0 | 0 | 0 | 0 | 0 | 0 | 0 | 0 | 0 | 0 | 0
[6 empty] | 0 | 0 | 0 | 0 | 0 | 0 | 0 | 0 | 0 | 0 | 0 | [5 empty] | 0 | #DIV/0! | #DIV/0! | #DIV/0! | 0 | 0 | 0 | 0 | 0 | 0 | 0 | 0 | 0 | 0 | 0 | 0 | 0 | 0 | 0
[6 empty] | 0 | 0 | 0 | 0 | 0 | 0 | 0 | 0 | 0 | 0 | 0 | [5 empty] | 0 | #DIV/0! | #DIV/0! | #DIV/0! | 0 | 0 | 0 | 0 | 0 | 0 | 0 | 0 | 0 | 0 | 0 | 0 | 0 | 0 | 0
[6 empty] | 0 | 0 | 0 | 0 | 0 | 0 | 0 | 0 | 0 | 0 | 0 | [5 empty] | 0 | #DIV/0! | #DIV/0! | #DIV/0! | 0 | 0 | 0 | 0 | 0 | 0 | 0 | 0 | 0 | 0 | 0 | 0 | 0 | 0 | 0
[6 empty] | 0 | 0 | 0 | 0 | 0 | 0 | 0 | 0 | 0 | 0 | 0 | [5 empty] | 0 | #DIV/0! | #DIV/0! | #DIV/0! | 0 | 0 | 0 | 0 | 0 | 0 | 0 | 0 | 0 | 0 | 0 | 0 | 0 | 0 | 0
[6 empty] | 0 | 0 | 0 | 0 | 0 | 0 | 0 | 0 | 0 | 0 | 0 | [5 empty] | 0 | #DIV/0! | #DIV/0! | #DIV/0! | 0 | 0 | 0 | 0 | 0 | 0 | 0 | 0 | 0 | 0 | 0 | 0 | 0 | 0 | 0
[6 empty] | 0 | 0 | 0 | 0 | 0 | 0 | 0 | 0 | 0 | 0 | 0 | [5 empty] | 0 | #DIV/0! | #DIV/0! | #DIV/0! | 0 | 0 | 0 | 0 | 0 | 0 | 0 | 0 | 0 | 0 | 0 | 0 | 0 | 0 | 0
[6 empty] | 0 | 0 | 0 | 0 | 0 | 0 | 0 | 0 | 0 | 0 | 0 | [5 empty] | 0 | #DIV/0! | #DIV/0! | #DIV/0! | 0 | 0 | 0 | 0 | 0 | 0 | 0 | 0 | 0 | 0 | 0 | 0 | 0 | 0 | 0
[6 empty] | 0 | 0 | 0 | 0 | 0 | 0 | 0 | 0 | 0 | 0 | 0 | [5 empty] | 0 | #DIV/0! | #DIV/0! | #DIV/0! | 0 | 0 | 0 | 0 | 0 | 0 | 0 | 0 | 0 | 0 | 0 | 0 | 0 | 0 | 0
[6 empty] | 0 | 0 | 0 | 0 | 0 | 0 | 0 | 0 | 0 | 0 | 0 | [5 empty] | 0 | #DIV/0! | #DIV/0! | #DIV/0! | 0 | 0 | 0 | 0 | 0 | 0 | 0 | 0 | 0 | 0 | 0 | 0 | 0 | 0 | 0
[6 empty] | 0 | 0 | 0 | 0 | 0 | 0 | 0 | 0 | 0 | 0 | 0 | [5 empty] | 0 | #DIV/0! | #DIV/0! | #DIV/0! | 0 | 0 | 0 | 0 | 0 | 0 | 0 | 0 | 0 | 0 | 0 | 0 | 0 | 0 | 0
[6 empty] | 0 | 0 | 0 | 0 | 0 | 0 | 0 | 0 | 0 | 0 | 0 | [5 empty] | 0 | #DIV/0! | #DIV/0! | #DIV/0! | 0 | 0 | 0 | 0 | 0 | 0 | 0 | 0 | 0 | 0 | 0 | 0 | 0 | 0 | 0
[6 empty] | 0 | 0 | 0 | 0 | 0 | 0 | 0 | 0 | 0 | 0 | 0 | [5 empty] | 0 | #DIV/0! | #DIV/0! | #DIV/0! | 0 | 0 | 0 | 0 | 0 | 0 | 0 | 0 | 0 | 0 | 0 | 0 | 0 | 0 | 0
[6 empty] | 0 | 0 | 0 | 0 | 0 | 0 | 0 | 0 | 0 | 0 | 0 | [5 empty] | 0 | #DIV/0! | #DIV/0! | #DIV/0! | 0 | 0 | 0 | 0 | 0 | 0 | 0 | 0 | 0 | 0 | 0 | 0 | 0 | 0 | 0
[6 empty] | 0 | 0 | 0 | 0 | 0 | 0 | 0 | 0 | 0 | 0 | 0 | [5 empty] | 0 | #DIV/0! | #DIV/0! | #DIV/0! | 0 | 0 | 0 | 0 | 0 | 0 | 0 | 0 | 0 | 0 | 0 | 0 | 0 | 0 | 0
[6 empty] | 0 | 0 | 0 | 0 | 0 | 0 | 0 | 0 | 0 | 0 | 0 | [5 empty] | 0 | #DIV/0! | #DIV/0! | #DIV/0! | 0 | 0 | 0 | 0 | 0 | 0 | 0 | 0 | 0 | 0 | 0 | 0 | 0 | 0 | 0
[6 empty] | 0 | 0 | 0 | 0 | 0 | 0 | 0 | 0 | 0 | 0 | 0 | [5 empty] | 0 | #DIV/0! | #DIV/0! | #DIV/0! | 0 | 0 | 0 | 0 | 0 | 0 | 0 | 0 | 0 | 0 | 0 | 0 | 0 | 0 | 0
[6 empty] | 0 | 0 | 0 | 0 | 0 | 0 | 0 | 0 | 0 | 0 | 0 | [5 empty] | 0 | #DIV/0! | #DIV/0! | #DIV/0! | 0 | 0 | 0 | 0 | 0 | 0 | 0 | 0 | 0 | 0 | 0 | 0 | 0 | 0 | 0
[6 empty] | 0 | 0 | 0 | 0 | 0 | 0 | 0 | 0 | 0 | 0 | 0 | [5 empty] | 0 | #DIV/0! | #DIV/0! | #DIV/0! | 0 | 0 | 0 | 0 | 0 | 0 | 0 | 0 | 0 | 0 | 0 | 0 | 0 | 0 | 0
[22 empty] | 0 | #DIV/0! | #DIV/0! | #DIV/0! | 0 | 0 | 0 | 0 | 0 | 0 | 0 | 0 | 0 | 0 | 0 | 0 | 0 | 0 | 0
[22 empty] | 0 | #DIV/0! | #DIV/0! | #DIV/0! | 0 | 0 | 0 | 0 | 0 | 0 | 0 | 0 | 0 | 0 | 0 | 0 | 0 | 0 | 0
[24 empty] | #DIV/0! | #DIV/0! | 0 | 0 | 0 | 0 | 0 | 0 | 0 | 0 | 0 | 0 | 0 | 0 | 0 | 0 | 0
[24 empty] | #DIV/0! | #DIV/0! | 0 | 0 | 0 | 0 | 0 | 0 | 0 | 0 | 0 | 0 | 0 | 0 | 0 | 0 | 0
[5 empty] | Electricity savings | 0 | 0 | 0 | 0 | 0 | 0 | 0 | 0 | 0 | 0 | 0 | [6 empty] | #DIV/0! | TOTAL |  | 0 | 0 | 0 | 0 | 0 | 0 | 0 | 0 | 0 | 0 | 0 | 0 | 0 | 0 | 0
[24 empty] | FY Performance | 84 | 84 | 84 | 84 | 84 | 84 | 84 | 84 | 84 | 84 | 84 | 84
[24 empty] | Star Rating | 4.53 | 4.53 | 4.53 | 4.53 | 4.53 | 4.53 | 4.53 | 4.53 | 4.53 | 4.53 | 4.53 | 4.53
[6 empty] | 0 | 0 | 0 | 0 | 0 | 0 | 0 | 0 | 0 | 0 | 0
[6 empty] | 0 | 0 | 0 | 0 | 0 | 0 | 0 | 0 | 0 | 0 | 0
[6 empty] | 0 | 0 | 0 | 0 | 0 | 0 | 0 | 0 | 0 | 0 | 0
[6 empty] | 0 | 0 | 0 | 0 | 0 | 0 | 0 | 0 | 0 | 0 | 0
[6 empty] | 0 | 0 | 0 | 0 | 0 | 0 | 0 | 0 | 0 | 0 | 0
[6 empty] | 0 | 0 | 0 | 0 | 0 | 0 | 0 | 0 | 0 | 0 | 0 | [9 empty] | 0 | 0
[6 empty] | 0 | 0 | 0 | 0 | 0 | 0 | 0 | 0 | 0 | 0 | 0 | [9 empty] | 0 | 0
[6 empty] | 0 | 0 | 0 | 0 | 0 | 0 | 0 | 0 | 0 | 0 | 0
[6 empty] | 0 | 0 | 0 | 0 | 0 | 0 | 0 | 0 | 0 | 0 | 0
[6 empty] | 0 | 0 | 0 | 0 | 0 | 0 | 0 | 0 | 0 | 0 | 0
[6 empty] | 0 | 0 | 0 | 0 | 0 | 0 | 0 | 0 | 0 | 0 | 0
[6 empty] | 0 | 0 | 0 | 0 | 0 | 0 | 0 | 0 | 0 | 0 | 0
[6 empty] | 0 | 0 | 0 | 0 | 0 | 0 | 0 | 0 | 0 | 0 | 0
[6 empty] | 0 | 0 | 0 | 0 | 0 | 0 | 0 | 0 | 0 | 0 | 0
[6 empty] | 0 | 0 | 0 | 0 | 0 | 0 | 0 | 0 | 0 | 0 | 0
[6 empty] | 0 | 0 | 0 | 0 | 0 | 0 | 0 | 0 | 0 | 0 | 0
[6 empty] | 0 | 0 | 0 | 0 | 0 | 0 | 0 | 0 | 0 | 0 | 0
[6 empty] | 0 | 0 | 0 | 0 | 0 | 0 | 0 | 0 | 0 | 0 | 0
[6 empty] | 0 | 0 | 0 | 0 | 0 | 0 | 0 | 0 | 0 | 0 | 0
[6 empty] | 0 | 0 | 0 | 0 | 0 | 0 | 0 | 0 | 0 | 0 | 0
[6 empty] | 0 | 0 | 0 | 0 | 0 | 0 | 0 | 0 | 0 | 0 | 0
[6 empty] | 0 | 0 | 0 | 0 | 0 | 0 | 0 | 0 | 0 | 0 | 0
[6 empty] | 0 | 0 | 0 | 0 | 0 | 0 | 0 | 0 | 0 | 0 | 0
[6 empty] | 0 | 0 | 0 | 0 | 0 | 0 | 0 | 0 | 0 | 0 | 0
[6 empty] | 0 | 0 | 0 | 0 | 0 | 0 | 0 | 0 | 0 | 0 | 0
[6 empty] | 0 | 0 | 0 | 0 | 0 | 0 | 0 | 0 | 0 | 0 | 0
[6 empty] | 0 | 0 | 0 | 0 | 0 | 0 | 0 | 0 | 0 | 0 | 0
[6 empty] | 0 | 0 | 0 | 0 | 0 | 0 | 0 | 0 | 0 | 0 | 0
[6 empty] | 0 | 0 | 0 | 0 | 0 | 0 | 0 | 0 | 0 | 0 | 0
[6 empty] | 0 | 0 | 0 | 0 | 0 | 0 | 0 | 0 | 0 | 0 | 0
[6 empty] | 0 | 0 | 0 | 0 | 0 | 0 | 0 | 0 | 0 | 0 | 0
[6 empty] | 0 | 0 | 0 | 0 | 0 | 0 | 0 | 0 | 0 | 0 | 0
[6 empty] | 0 | 0 | 0 | 0 | 0 | 0 | 0 | 0 | 0 | 0 | 0
[6 empty] | 0 | 0 | 0 | 0 | 0 | 0 | 0 | 0 | 0 | 0 | 0
[6 empty] | 0 | 0 | 0 | 0 | 0 | 0 | 0 | 0 | 0 | 0 | 0
[6 empty] | 0 | 0 | 0 | 0 | 0 | 0 | 0 | 0 | 0 | 0 | 0
[6 empty] | 0 | 0 | 0 | 0 | 0 | 0 | 0 | 0 | 0 | 0 | 0
[6 empty] | 0 | 0 | 0 | 0 | 0 | 0 | 0 | 0 | 0 | 0 | 0
[6 empty] | 0 | 0 | 0 | 0 | 0 | 0 | 0 | 0 | 0 | 0 | 0
[6 empty] | 0 | 0 | 0 | 0 | 0 | 0 | 0 | 0 | 0 | 0 | 0
[6 empty] | 0 | 0 | 0 | 0 | 0 | 0 | 0 | 0 | 0 | 0 | 0
[6 empty] | 0 | 0 | 0 | 0 | 0 | 0 | 0 | 0 | 0 | 0 | 0
[6 empty] | 0 | 0 | 0 | 0 | 0 | 0 | 0 | 0 | 0 | 0 | 0
[6 empty] | 0 | 0 | 0 | 0 | 0 | 0 | 0 | 0 | 0 | 0 | 0
[6 empty] | 0 | 0 | 0 | 0 | 0 | 0 | 0 | 0 | 0 | 0 | 0
[6 empty] | 0 | 0 | 0 | 0 | 0 | 0 | 0 | 0 | 0 | 0 | 0
[5 empty] | Gas Savings | 0 | 0 | 0 | 0 | 0 | 0 | 0 | 0 | 0 | 0 | 0
[5 empty] | Current | 2024-06-30 | 2025-06-30 | 2026-06-30 | 2027-06-30 | 2028-06-30 | 2029-06-30 | 2030-06-30 | 2031-06-30 | 2032-06-30 | 2033-06-30 | 2034-06-30 | 2035-06-30
|  |  |  | NABERS | 4.53 | 4.53 | 4.53 | 4.53 | 4.53 | 4.53 | 4.53 | 4.53 | 4.53 | 4.53 | 4.53 | 4.53
Formulas:
Base = [Base, row above]+365

## 135K-NR
Energy and Carbon Roadmap
135 King Street
Asset Qualifier
Energy Consumption
Scope | Emission Source | SOURCE | UNIT COST | Units | BASE | CURRENT | FY25 | FY26 | FY27 | FY28 | FY29 | FY30 | FY31 | FY32 | FY33 | Reduction
NSW2 | Electricity Consumption | Renewables | 0.2275 | MWh | 1415.593 | 1415.593 | 1415.593 | 1415.593 | 1415.593 | 1185.593 | 1185.593 | 1185.593 | 1205.593 | 1205.593 | 1205.593 | -14.83%
NSW2 | Annual Electricity Savings |  |  | MWh | 0 | 0 | 0 | 0 | 0 | -230 | -230 | -230 | -210 | -210 | -210 | -1320
Scope 1 | Gas Consumption |  | 28.5147 | GJ | 930.447 | 930.447 | 930.447 | 930.447 | 930.447 | 510.447 | 510.447 | 510.447 | 450.447 | 450.447 | 450.447 | -51.59%
Scope 1 | Annual Gas Savings |  |  | GJ | 0 | 0 | 0 | 0 | 0 | -420 | -420 | -420 | -480 | -480 | -480 | -2700
Emissions profile
Scope | Emission Source |  |  | Units | BASE | CURRENT | FY25 | FY26 | FY27 | FY28 | FY29 | FY30 | FY31 | FY32 | FY33 | Reduction
NSW2 | Electricity - Renewable |  |  | t.CO2-e | 1118.3185 | 0 | 0 | 0 | 0 | 0 | 0 | 0 | 0 | 0 | 0 | 100%
Scope 1 | Gas |  |  | t.CO2-e | 47.9459 | 0 | 0 | 0 | 0 | 0 | 0 | 0 | 0 | 0 | 0 | 100%
Scope 3 | Water, waste and Utility scope 3 |  |  | t.CO2-e | 56.8334 | 0 | 0 | 0 | 0 | 0 | 0 | 0 | 0 | 0 | 0 | 100%
|  |  |  | t.CO2-e | 1223.0978 | 0 | 0 | 0 | 0 | 0 | 0 | 0 | 0 | 0 | 0 | 100%
|  |  |  | kg.CO2-e/m2 | 44.8629 | 0 | 0 | 0 | 0 | 0 | 0 | 0 | 0 | 0 | 0
Net Zero Contribution |  |  |  |  | 1.7586 | 0 | 0 | 0 | 0 | 0 | 0 | 0 | 0 | 0 | 0
Scope | Emission Source |  |  | Units | BASE | CURRENT | FY25 | FY26 | FY27 | FY28 | FY29 | FY30 | FY31 | FY32 | FY33 | Reduction
Capital | Energy Efficiency |  |  | t.CO2-e | 0 | 0 | 0 | 0 | 0 | 125.81 | 105.8 | 88.09 | 68.25 | 60.48 | 55.44 | 503.87
NSW2 | Renewable Electricity |  |  | t.CO2-e | 0 | 1050.37 | 1033.3829 | 937.1226 | 883.33 | 648.5194 | 545.3728 | 454.0821 | 391.8177 | 347.2108 | 318.2766 | 6609.4848
Scope 1 | Gas Offsets |  |  | t.CO2-e | 0 | 47.9459 | 47.9459 | 47.9459 | 47.9459 | 26.3033 | 26.3033 | 26.3033 | 23.2115 | 23.2115 | 23.2115 | 340.3283
Scope 1 | Electrification |  |  | t.CO2-e | 0 | 0 | 0 | 0 | 0 | 21.6426 | 21.6426 | 21.6426 | 24.7344 | 24.7344 | 24.7344 | 139.131
Scope 3 | Scope 3 Offsets |  |  | t.CO2-e | 0 | 52.4052 | 47.9769 | 43.5487 | 39.1204 | 34.6922 | 30.264 | 25.8357 | 21.4075 | 16.9792 | 16.9792 | 329.209
Scope 3 | Scope 3 |  |  | t.CO2-e | 56.8334 | 0 | 0 | 0 | 0 | 0 | 0 | 0 | 0 | 0 | 0 | 0
Scope 1 | Gas |  |  | t.CO2-e | 47.9459 | 0 | 0 | 0 | 0 | 0 | 0 | 0 | 0 | 0 | 0 | 0
NSW2 | Grid Electricity |  |  | t.CO2-e | 1118.3185 | 0 | 0 | 0 | 0 | 0 | 0 | 0 | 0 | 0 | 0 | 0
|  |  |  | t.CO2-e | 0 | 1098.3159 | 1081.3288 | 985.0685 | 931.276 | 822.2753 | 699.1187 | 590.1181 | 508.0137 | 455.6367 | 421.6625 | 7922.0232
Energy and Carbon Costs |  | NSW2
Scope | Emission Source |  |  |  | BASE | CURRENT | FY25 | FY26 | FY27 | FY28 | FY29 | FY30 | FY31 | FY32 | FY33 | TOTAL
BASELINE - Do nothing scenario
NSW2 | Electricity Consumption costs - do nothing scenario |  |  |  | 297195.54 | 418666.1184 | 433319.4326 | 448485.6127 | 464182.6092 | 480429.0005 | 497244.0155 | 514647.5561 | 617577.0673 | 639192.2646 | 661563.9939 | 5175307.6708
Scope 1 | Gas Consumption costs- do nothing scenario |  |  |  | 39476.2853 | 27327.3754 | 28147.1967 | 28991.6126 | 29861.3609 | 30757.2018 | 31679.9178 | 32630.3154 | 33609.2248 | 34617.5016 | 35656.0266 | 313277.7335
Scope 1 | Gas Offset Costs - ACCUs (Climate Active) | [5 empty] | 2876.756 | 2876.756 | 2876.756 | 2876.756 | 2876.756 | 2876.756 | 2876.756 | 2876.756 | 2876.756 | 25890.8043
Scope 3 | Scope 3 offsets (from FY24) | [5 empty] | 2878.6157 | 2612.9211 | 2347.2264 | 2081.5318 | 1815.8371 | 1550.1425 | 1284.4479 | 1018.7532 | 1018.7532 | 16608.2289
TOTAL COSTS |  |  |  | Total Cost | 336671.8253 | 445993.4938 | 467222.001 | 482966.9024 | 499267.9526 | 516144.4901 | 533616.5265 | 551704.7699 | 655347.496 | 677705.2754 | 701115.5297 | 5531084.4375
|  |  |  | Cost/m2 | 12.349 | 16.3589 | 17.1376 | 17.7151 | 18.313 | 18.9321 | 19.5729 | 20.2364 | 24.038 | 24.8581 | 25.7167
ENERGY AND CARBON ROADMAP - Implement NABERS Roadmap projects scenario
NSW2 | Electricity Consumption Costs |  |  |  | 297195.54 | 418666.1184 | 433319.4326 | 448485.6127 | 464182.6092 | 402370.7803 | 416453.7576 | 431029.6391 | 525960.9148 | 544369.5468 | 563422.481 | 4648260.8925
Scope 1 | Gas Consumption costs |  |  |  | 39476.2853 | 27327.3754 | 28147.1967 | 28991.6126 | 29861.3609 | 16873.5257 | 17379.7315 | 17901.1234 | 16270.8617 | 16758.9876 | 17261.7572 | 216773.5327
Scope 1 | Gas Offset Costs - ACCUs (Climate Active) | [5 empty] | 2876.756 | 2876.756 | 2876.756 | 1578.2 | 1578.2 | 1578.2 | 1392.692 | 1392.692 | 1392.692 | 17542.9443
Scope 3 | Scope 3 offsets (from FY24) - ACCUs | [5 empty] | 2878.6157 | 2612.9211 | 2347.2264 | 2081.5318 | 1815.8371 | 1550.1425 | 1284.4479 | 1018.7532 | 1018.7532 | 16608.2289
TOTAL COSTS |  |  |  | Total Cost | 336671.8253 | 445993.4938 | 467222.001 | 482966.9024 | 499267.9526 | 422904.0378 | 437227.5263 | 452059.1051 | 544908.9164 | 563539.9797 | 583095.6834 | 4899185.5984
|  |  |  | Cost/m2 | 12.349 | 16.3589 | 17.1376 | 17.7151 | 18.313 | 15.512 | 16.0374 | 16.5814 | 19.9871 | 20.6705 | 21.3878 | 179.7009
TOTAL SAVINGS |  |  |  | Savings | 0 | 0 | 0 | 0 | 0 | -93240.4523 | -96389.0003 | -99645.6649 | -110438.5796 | -114165.2958 | -118019.8463 | -631898.8391
|  |  |  | Cost/m2 | 0 | 0 | 0 | 0 | 0 | -3.42 | -3.5355 | -3.655 | -4.0509 | -4.1876 | -4.3289 | -23.1779
CAPITAL COSTS - NABERS Roadmap
| All Identified Projects |  |  | TOTAL COSTS ($) |  | 0 | 25000 | 0 | 3465459 | 364200 | 0 | 466100 | 0 | 484900 | 0 | 4805659
|  |  |  | TOTAL SAVINGS ($) | 0 | 0 | 0 | 0 | 0 | -93240.4523 | -96389.0003 | -99645.6649 | -110438.5796 | -114165.2958 | -118019.8463 | -631898.8391
|  |  |  | TOTAL SAVINGS | 0 | 0 | 0 | 0 | 0 | 93240.4523 | 96389.0003 | 99645.6649 | 110438.5796 | 114165.2958 | 118019.8463
NABERS Roadmap | [16 empty] | Notes and Summary Outcomes |  |  |  | ^ includes projects implemented in FY32
Current rating information |  | p2032 |  | Weighted Average | BASE | CURRENT | FY25 | FY26 | FY27 | FY28 | FY29 | FY30 | FY31 | FY32 | FY33 | TOTAL | ENERGY EFFICIENCY PLAN |  | ELECTRIFICATION PLAN |  | TENANT METERING
Last rating date |  | 2023-03-31 |  | 135 King Street | 5.5573 | 5.5573 | 5.5573 | 5.5573 | 5.5573 | 5.6575 | 5.7456 | 5.7456 | 5.7337 | 5.7337 | 5.7337 | 0.17642 | Status | Complete | Status | Complete | Status | Complete
State |  | NSW | 2023 NABERS | ICPF | 5.294 | 5.2979 | 5.3084 | 5.3897 | 5.3956 | 5.4347 | 5.4495 | 5.4516 | 5.4802 | 5.5092 | 5.5586 | 0.26458 | Total Cost | 3875359 | Total Cost | 2825300 | Collection process | Manual
NABERS Rating Type (Base/Whole) |  | Base |  | IOM | 5.2362 | 5.2411 | 5.2497 | 5.3201 | 5.3392 | 5.3755 | 5.3907 | 5.3929 | 5.4401 | 5.4606 | 5.493 | 0.25674 | Annual Savings | 46096.9321 | Progress by FY32 | 51.59% | NLA covered | 14%
Postcode |  | 2000 | [14 empty] | Est IRR | 0.9139% | Est. 100% completion | #NAME? | Cost for automation | 25000
Rated Area |  | 22430 | [14 empty] | NABERS Improvement | 0.22068 |  |  | ETA 100% coverage | #NAME?
Rated Hours |  | 60 | [14 empty] | FY32 NABERS | 5.7337 |  |  | Tenant spec. data | 0%
Electricity Consumption (MWh) |  | 1415.593 | [14 empty] | FY33 NABERS^ | 5.7337 | * Where projects deliver both Efficiency and Electrification benefits, Total Costs are split evenly between categories
Gas Consumption (GJ) |  | 930.447 | [14 empty] | Total Electricity Reduction | -14.83% | ^ includes projects implemented in FY32
NABERS Benchmark Factor |  | 50.2 | -12.23% | [13 empty] | Total Gas Reduction | -51.59%
| Current NABERS Energy Rating: | 5.5573
Identified Projects | [5 empty] | 2024-06-30 | 2025-06-30 | 2026-06-30 | 2027-06-30 | 2028-06-30 | 2029-06-30 | 2030-06-30 | 2031-06-30 | 2032-06-30 | 2033-06-30 | 2034-06-30 | Project Classifications
Job Number | Job Description | Predicted Reduction (MWh) | Predicted Reduction (MJ) | Estimated completion date | Total Expected Cost ($) | CURRENT | FY25 | FY26 | FY27 | FY28 | FY29 | FY30 | FY31 | FY32 | FY33 | YR 11-20 | Efficiency | Electrification | Tenant Metering | NABERS | Est IRR | Opex | Life-cycle
IM-1041 | Replace or refurbish Cooling Towers 1-4, Main CW pumps, and L30 mechanical switchboard | -25 |  | 2027-03-31 | 1484359 | 0 | 0 | 0 | 1484359 | 0 | 0 | 0 | 0 | 0 | 0 | 0 | Yes |  |  | 0.016726 | 0.3832% |  | Yes
IM-1044 | Replace tenant Cooling Towers 1 and 2 and CW pumps | -25 |  | 2027-03-31 | 985600 | 0 | 0 | 0 | 985600 | 0 | 0 | 0 | 0 | 0 | 0 | 0 | Yes |  |  | 0.016726 | 0.5771% |  | Yes | Moved from FY29 to FY27 to pick up benefit in Cranage costs
IM-1051 | Add 4 pipe air-cooled heat recovery chiller L30, and CHW pipe to L16, Replace HVAC boilers 1 and 2 and HW pumps, | -20 | -420 | 2027-03-31 | 878400 | 0 | 0 | 0 | 878400 | 0 | 0 | 0 | 0 | 0 | 0 | 0 | Yes | Yes |  | 0.083537 | 1.881%
IM-1039 | Upgrade and replace OA dampers | -40 |  | 2027-03-31 | 117100 | 0 | 0 | 0 | 117100 | 0 | 0 | 0 | 0 | 0 | 0 | 0 | Yes |  |  | 0.026762 | 7.771% |  | Yes
IM-1045 | Replace DHW boiler with new electric units | 20 | -60 | 2030-03-31 | 466100 | 0 | 0 | 0 | 0 | 0 | 0 | 466100 | 0 | 0 | 0 | 0 |  | Yes |  | -0.0033586 | -0.6091%
IM-1044 | Replace podium Cooling Towers 1 & 2 |  |  | 2032-03-31 | 484900 | 0 | 0 | 0 | 0 | 0 | 0 | 0 | 0 | 484900 | 0 | 0 | Yes |  |  |  | 0% |  | Yes | Aligned to H&M lease
IM-1042 | VSDs - Upgrade HLI and/or VSD interfaces to enable analytics | -80 |  | 2028-03-31 | 155100 | 0 | 0 | 0 | 0 | 155100 | 0 | 0 | 0 | 0 | 0 | 0 | Yes |  |  | 0.053524 | 11.73% |  | Yes
IM-1041 | Replace selected valves, FCU controllers and other hardware | -40 |  | 2028-03-31 | 209100 | 0 | 0 | 0 | 0 | 209100 | 0 | 0 | 0 | 0 | 0 | 0 | Yes |  |  | 0.026762 | 4.352% |  | Yes
IO-45832 | All Tenant Consumption Data (within Main Switch Board upgrade) | 0 |  | 2025-03-31 | 25000 | 0 | 25000 | 0 | 0 | 0 | 0 | 0 | 0 | 0 | 0 | 0 |  |  | Yes |  | 0% |  | Yes | Works will be completed when Main Switch Board (MSB) is replaced between 2024 and 2025
| Replace FCUs |  |  | 2034-12-31 | 1920000 | 0 | 0 | 0 | 0 | 0 | 0 | 0 | 0 | 0 | 0 | 0 |  | Yes
Air Handling, PV, Solar Blinds - outside 10 year plan | bar: 2034-06-30
|  | -210 | -480 |  | 6725659 | 0 | 25000 | 0 | 3465459 | 364200 | 0 | 466100 | 0 | 484900 | 0 | 0 | 3875359 | 2825300 | 25000 | 0.22068 | 0.9139% | 0 | 3461159
[18 empty] | #NAME? |  | 0.10127
[17 empty] | MWh saved in FY13 | 157.5
[17 empty] | Current Rating: | 5.6324
[17 empty] | Expected Rating at 31/3/2024: | 5.5573
[17 empty] | Expected Rating at 31/3/2025: | 5.5573
[17 empty] | Expected Rating at 31/3/2026: | 5.5573 | [7 empty] | 5.7337 | 0 | 0 | 0 | 0
[17 empty] | Expected Rating at 31/3/2027: | 5.5573
[17 empty] | Expected Rating at 31/3/2028: | 5.6575
[17 empty] | Expected Rating at 31/3/2029: | 5.7456
[17 empty] | Expected Rating at 31/3/2030: | 5.7456
[17 empty] | Expected Rating at 31/3/2031: | 5.7337
[17 empty] | Expected Rating at 31/3/2032: | 5.7337
[17 empty] | Expected Rating at 31/3/2033: | 5.7337
[38 empty] | Stars | NSW (2000) | VIC (3000) | QLD (4000) | SA (5000) | WA (6000) |  | Stars | NSW (2000) | VIC (3000) | QLD (4000) | SA (5000) | WA (6000) | Stars | Intensity | Unit | base + diff |  | Base | Whole Building
[38 empty] | 6 | 34.795 | 42.145 | 35.585 | 20.915 | 26.98 |  | 6 | 64.76 | 69.5 | 59.815 | 33.69 | 44.87 | 6 | 34.795 | kg/m2 |  |  | 34.795 | 64.76
[25 empty] | PLEASE DO NOT CHANGE ANYTHING IN THE CELLS IN THIS SECTION OF THE CALCULATOR | [12 empty] | 5.5 | 52.1925 | 63.2175 | 53.3775 | 31.3725 | 40.47 |  | 5.5 | 97.14 | 104.25 | 89.7225 | 50.535 | 67.305 | 5.5 | 52.1925 | kg/m2 |  |  | 52.1925 | 97.14 |  |  | Elec (kg/MWh) | Gas (kG/GJ)
[37 empty] | Base Building | 5 | 69.59 | 84.29 | 71.17 | 41.83 | 53.96 | Whole Building | 5 | 129.52 | 139 | 119.63 | 67.38 | 89.74 | 5 | 69.59 | kg/m2 | 69.59 |  | 69.59 | 129.52 |  | ACT | 810 | 51.33 | 2000 |  |  |  |  | Economy Cycle | Identified only | All |  | NLA: | 22430 | m2 | Emissions/m2 | 53.2497
[19 empty] | 152 | Cost/MWh | [17 empty] | 4.5 | 84.92 | 101.75 | 80.29 | 51.46 | 62.39 |  | 4.5 | 158.69 | 166.57 | 142.47 | 84.06 | 105.77 | 4.5 | 84.92 | kg/m2 | 15.33 |  | 84.92 | 158.69 |  | NSW | 810 | 51.33 | 2000 |  | 29.3736 | El - converter | 48.1927 | BMS | Business case written | Summer |  | Current ABGR rating (w'out GP): | 5.6979 | stars | t.CO2 | 1194390.1745
[38 empty] | 4 | 100.25 | 120.31 | 89.42 | 61.1 | 70.83 |  | 4 | 187.86 | 194.15 | 165.3 | 100.73 | 121.79 | 4 | 100.25 | kg/m2 | 15.33 |  | 100.25 | 187.86 |  | QLD | 810 | 51.33 | 3000 |  | 463.5229 | Gas - converter | 2.0073 | HVAC | Approved to implement | Winter |  | ABGR Electricity intensity: | 48.1927 | kg/m2 | Electrical emissions | 1146630.33
[38 empty] | 3.5 | 115.57 | 138.88 | 98.54 | 70.74 | 79.26 |  | 3.5 | 217.04 | 221.73 | 188.13 | 117.41 | 137.82 | 3.5 | 115.57 | kg/m2 | 15.32 |  | 115.57 | 217.04 |  | SA | 770 | 51.33 | 4000 |  |  |  |  | Chillers | Rejected, do not persue | Shoulder |  | Current NABERS Water rating: |  | stars | Gas emissions | 47759.8445 | 3.999%
[38 empty] | 3 | 130.9 | 157.45 | 107.66 | 80.38 | 87.69 |  | 3 | 246.21 | 249.31 | 210.96 | 134.09 | 153.85 | 3 | 130.9 | kg/m2 | 15.33 |  | 130.9 | 246.21 |  | VIC | 980 | 51.33 | 5000 |  | 0.152 |  |  | VSDs | Rejected but reconsider |  |  | Energy performance tracking | Consumption | Unit |  | 44.3747
[38 empty] | 2.5 | 146.23 | 176.01 | 116.79 | 90.02 | 96.12 |  | 2.5 | 275.38 | 276.89 | 233.79 | 150.77 | 169.87 | 2.5 | 146.23 | kg/m2 | 15.33 |  | 146.23 | 275.38 |  | WA | 680 | 51.33 | 6000 |  |  |  |  | Lighting replacement and controls | Complete |  |  | Current Electricity Consumption: | 1415.593 | MWh |  |  | 5.6324
[21 empty] | Average Electricity Price ($/kWh): | 0.152 | [15 empty] | 2 | 161.56 | 194.58 | 125.91 | 99.65 | 104.55 |  | 2 | 304.55 | 304.47 | 256.62 | 167.44 | 185.9 | 2 | 161.56 | kg/m2 | 15.33 |  | 161.56 | 304.55 | [9 empty] | Condensor water loop |  |  |  | Current Gas Consumption | 930.447 | GJ |  | 47759.8445
[38 empty] | 1.5 | 176.89 | 213.15 | 135.04 | 109.29 | 112.98 |  | 1.5 | 333.72 | 332.05 | 279.45 | 184.12 | 201.92 | 1.5 | 176.89 | kg/m2 | 15.33 |  | 176.89 | 333.72 | [9 empty] | CO/CO2 sensors |  |  |  | ABGR Gas Intensity | 2.0073
[21 empty] | Rating benefit calulator | [16 empty] | 1 | 192.21 | 231.71 | 144.16 | 118.93 | 121.42 |  | 1 | 362.89 | 359.62 | 302.28 | 200.8 | 217.95 | 1 | 192.21 | kg/m2 | 15.32 |  | 192.21 | 362.89 | [9 empty] | Submetering |  |  |  |  | 50.2
[6 empty] | 2024-06-30 | 2025-06-30 | 2026-06-30 | 2027-06-30 | 2028-06-30 | 2029-06-30 | 2030-06-30 | 2031-06-30 | 2032-06-30 | 2033-06-30 | 2034-06-30 | [22 empty] | NSW | VIC | QLD | SA | WA |  |  | NSW | VIC | QLD | SA | WA | [16 empty] | Cooling Tower
[6 empty] | 2023-06-30 | 2024-06-29 | 2025-06-29 | 2026-06-29 | 2027-06-29 | 2028-06-28 | 2029-06-28 | 2030-06-28 | 2031-06-28 | 2032-06-27 | 2033-06-27 | [5 empty] | Savings | Payback | + stars | kg/m2 | 2024-03-31 | 2025-03-31 | 2026-03-31 | 2027-03-31 | 2028-03-31 | 2029-03-31 | 2030-03-31 | 2031-03-31 | 2032-03-31 | 2033-03-31 | 2034-03-31 | full year saving for business case |  | capex | opex | [14 empty] | 84.92 | Stars | 69.59 | 15.33 | 15.33 | 15.32 | 15.33 | 15.33 | 15.33 | 15.33 | 15.32 |  |  |  |  | Lift | [7 empty] | Base | Whole Building
[6 empty] | 0 | 0 | 0 | 0 | -25 | -25 | -25 | -25 | -25 | -25 | -25 | [5 empty] | 0 | #DIV/0! | 0 | 0 | 0 | 0 | 0 | 0 | 0 | 0 | 0 | 0 | 0 | 0 | 0 | 0 | 0 | 0 | 0 | [14 empty] | 84.92 | Current | 50.2 | [12 empty] | Hot Water
[6 empty] | 0 | 0 | 0 | 0 | -25 | -25 | -25 | -25 | -25 | -25 | -25 | [5 empty] | -3800 | 390.6208 | -0.055519 | -0.8511 | 0 | 0 | 0 | 0 | -0.8511 | -0.8511 | -0.8511 | -0.8511 | -0.8511 | -0.8511 | -0.8511 | -25 | 0 | 1484359 | 0 | [14 empty] | 84.92 | 2025-03-31 | 50.2 | [12 empty] | Renewables | [6 empty] | Stars | NSW | NSW | Stars | (to invert)
[6 empty] | 0 | 0 | 0 | 0 | -20 | -20 | -20 | -20 | -20 | -20 | -20 | [5 empty] | -3800 | 259.3684 | -0.055519 | -0.8511 | 0 | 0 | 0 | 0 | -0.8511 | -0.8511 | -0.8511 | -0.8511 | -0.8511 | -0.8511 | -0.8511 | -25 | 0 | 985600 | 0 | [14 empty] | 84.92 | 2026-03-31 | 50.2 | [12 empty] | Other | [6 empty] | 1 | 192.21 | 362.89 | 5 | 69.59 | 129.52
[6 empty] | 0 | 0 | 0 | 0 | -40 | -40 | -40 | -40 | -40 | -40 | -40 | [5 empty] | -3040 | 288.9474 | -0.10352 | -1.587 | 0 | 0 | 0 | 0 | -1.587 | -1.587 | -1.587 | -1.587 | -1.587 | -1.587 | -1.587 | -20 | -420 | 878400 | 0 | [14 empty] | 84.92 | 2027-03-31 | 50.2 | [19 empty] | 1.5 | 176.89 | 333.72 | 4.5 | 84.92 | 158.69
[6 empty] | 0 | 0 | 0 | 0 | 0 | 0 | 0 | 20 | 20 | 20 | 20 | [5 empty] | -6080 | 19.2599 | -0.08883 | -1.3618 | 0 | 0 | 0 | 0 | -1.3618 | -1.3618 | -1.3618 | -1.3618 | -1.3618 | -1.3618 | -1.3618 | -40 | 0 | 117100 | 0 | [14 empty] | 84.92 | 2028-03-30 | 46.7118 | [19 empty] | 2 | 161.56 | 304.55 | 4 | 100.25 | 187.86
[6 empty] | 0 | 0 | 0 | 0 | 0 | 0 | 0 | 0 | 0 | 0 | 0 | [5 empty] | 3040 | -153.3224 | 0.035971 | 0.55144 | 0 | 0 | 0 | 0 | 0 | 0 | 0 | 0.55144 | 0.55144 | 0.55144 | 0.55144 | 20 | -60 | 466100 | 0 | [14 empty] | 84.92 | 2029-03-30 | 43.6478 | [19 empty] | 2.5 | 146.23 | 275.38 | 3.5 | 115.57 | 217.04
[6 empty] | 0 | 0 | 0 | 0 | -80 | -80 | -80 | -80 | -80 | -80 | -80 | [5 empty] | 0 | #DIV/0! | 0 | 0 | 0 | 0 | 0 | 0 | 0 | 0 | 0 | 0 | 0 | 0 | 0 | 0 | 0 | 484900 | 0 | [14 empty] | 84.92 | 2030-03-30 | 43.6478 | [19 empty] | 3 | 130.9 | 246.21 | 3 | 130.9 | 246.21
[6 empty] | 0 | 0 | 0 | 0 | -40 | -40 | -40 | -40 | -40 | -40 | -40 | [5 empty] | -12160 | 12.7549 | -0.17766 | -2.7235 | 0 | 0 | 0 | 0 | 0 | -2.7235 | -2.7235 | -2.7235 | -2.7235 | -2.7235 | -2.7235 | -80 | 0 | 155100 | 0 | [14 empty] | 84.92 | 2031-03-30 | 44.0614 | [19 empty] | 3.5 | 115.57 | 217.04 | 2.5 | 146.23 | 275.38
[6 empty] | 0 | 0 | 0 | 0 | 0 | 0 | 0 | 0 | 0 | 0 | 0 | [5 empty] | -6080 | 34.3914 | -0.08883 | -1.3618 | 0 | 0 | 0 | 0 | 0 | -1.3618 | -1.3618 | -1.3618 | -1.3618 | -1.3618 | -1.3618 | -40 | 0 | 209100 | 0 | [14 empty] | 84.92 | 2032-03-29 | 44.0614 | [19 empty] | 4 | 100.25 | 187.86 | 2 | 161.56 | 304.55
[6 empty] | 0 | 0 | 0 | 0 | 0 | 0 | 0 | 0 | 0 | 0 | 0 | [5 empty] | 0 | #DIV/0! | 0 | 0 | 0 | 0 | 0 | 0 | 0 | 0 | 0 | 0 | 0 | 0 | 0 | 0 | 0 | 25000 | 0 | [14 empty] | 84.92 | 2033-03-29 | 44.0614 | [19 empty] | 4.5 | 84.92 | 158.69 | 1.5 | 176.89 | 333.72
[6 empty] | 0 | 0 | 0 | 0 | 0 | 0 | 0 | 0 | 0 | 0 | 0 | [5 empty] | 0 | #DIV/0! | 0 | 0 | 0 | 0 | 0 | 0 | 0 | 0 | 0 | 0 | 0 | 0 | 0 | 0 | 0 | 0 | 0 | [36 empty] | 5 | 69.59 | 129.52 | 1 | 192.21 | 362.89
[6 empty] | 0 | 0 | 0 | 0 | 0 | 0 | 0 | 0 | 0 | 0 | 0 | [5 empty] | 0 | #DIV/0! | 0 | 0 | 0 | 0 | 0 | 0 | 0 | 0 | 0 | 0 | 0 | 0 | 0 | 0 | 0 | 0 | 0
[6 empty] | 0 | 0 | 0 | 0 | 0 | 0 | 0 | 0 | 0 | 0 | 0 | [5 empty] | 0 | #DIV/0! | 0 | 0 | 0 | 0 | 0 | 0 | 0 | 0 | 0 | 0 | 0 | 0 | 0 | 0 | 0 | 0 | 0
[6 empty] | 0 | 0 | 0 | 0 | 0 | 0 | 0 | 0 | 0 | 0 | 0 | [5 empty] | 0 | #DIV/0! | 0 | 0 | 0 | 0 | 0 | 0 | 0 | 0 | 0 | 0 | 0 | 0 | 0 | 0 | 0 | 0 | 0
[6 empty] | 0 | 0 | 0 | 0 | 0 | 0 | 0 | 0 | 0 | 0 | 0 | [5 empty] | 0 | #DIV/0! | 0 | 0 | 0 | 0 | 0 | 0 | 0 | 0 | 0 | 0 | 0 | 0 | 0 | 0 | 0 | 0 | 0
[6 empty] | 0 | 0 | 0 | 0 | 0 | 0 | 0 | 0 | 0 | 0 | 0 | [5 empty] | 0 | #DIV/0! | 0 | 0 | 0 | 0 | 0 | 0 | 0 | 0 | 0 | 0 | 0 | 0 | 0 | 0 | 0 | 0 | 0
[6 empty] | 0 | 0 | 0 | 0 | 0 | 0 | 0 | 0 | 0 | 0 | 0 | [5 empty] | 0 | #DIV/0! | 0 | 0 | 0 | 0 | 0 | 0 | 0 | 0 | 0 | 0 | 0 | 0 | 0 | 0 | 0 | 0 | 0
[6 empty] | 0 | 0 | 0 | 0 | 0 | 0 | 0 | 0 | 0 | 0 | 0 | [5 empty] | 0 | #DIV/0! | 0 | 0 | 0 | 0 | 0 | 0 | 0 | 0 | 0 | 0 | 0 | 0 | 0 | 0 | 0 | 0 | 0
[6 empty] | 0 | 0 | 0 | 0 | 0 | 0 | 0 | 0 | 0 | 0 | 0 | [5 empty] | 0 | #DIV/0! | 0 | 0 | 0 | 0 | 0 | 0 | 0 | 0 | 0 | 0 | 0 | 0 | 0 | 0 | 0 | 0 | 0
[6 empty] | 0 | 0 | 0 | 0 | 0 | 0 | 0 | 0 | 0 | 0 | 0 | [5 empty] | 0 | #DIV/0! | 0 | 0 | 0 | 0 | 0 | 0 | 0 | 0 | 0 | 0 | 0 | 0 | 0 | 0 | 0 | 0 | 0
[6 empty] | 0 | 0 | 0 | 0 | 0 | 0 | 0 | 0 | 0 | 0 | 0 | [5 empty] | 0 | #DIV/0! | 0 | 0 | 0 | 0 | 0 | 0 | 0 | 0 | 0 | 0 | 0 | 0 | 0 | 0 | 0 | 0 | 0
[6 empty] | 0 | 0 | 0 | 0 | 0 | 0 | 0 | 0 | 0 | 0 | 0 | [5 empty] | 0 | #DIV/0! | 0 | 0 | 0 | 0 | 0 | 0 | 0 | 0 | 0 | 0 | 0 | 0 | 0 | 0 | 0 | 0 | 0
[6 empty] | 0 | 0 | 0 | 0 | 0 | 0 | 0 | 0 | 0 | 0 | 0 | [5 empty] | 0 | #DIV/0! | 0 | 0 | 0 | 0 | 0 | 0 | 0 | 0 | 0 | 0 | 0 | 0 | 0 | 0 | 0 | 0 | 0
[6 empty] | 0 | 0 | 0 | 0 | 0 | 0 | 0 | 0 | 0 | 0 | 0 | [5 empty] | 0 | #DIV/0! | 0 | 0 | 0 | 0 | 0 | 0 | 0 | 0 | 0 | 0 | 0 | 0 | 0 | 0 | 0 | 0 | 0
[6 empty] | 0 | 0 | 0 | 0 | 0 | 0 | 0 | 0 | 0 | 0 | 0 | [5 empty] | 0 | #DIV/0! | 0 | 0 | 0 | 0 | 0 | 0 | 0 | 0 | 0 | 0 | 0 | 0 | 0 | 0 | 0 | 0 | 0
[6 empty] | 0 | 0 | 0 | 0 | 0 | 0 | 0 | 0 | 0 | 0 | 0 | [5 empty] | 0 | #DIV/0! | 0 | 0 | 0 | 0 | 0 | 0 | 0 | 0 | 0 | 0 | 0 | 0 | 0 | 0 | 0 | 0 | 0
[6 empty] | 0 | 0 | 0 | 0 | 0 | 0 | 0 | 0 | 0 | 0 | 0 | [5 empty] | 0 | #DIV/0! | 0 | 0 | 0 | 0 | 0 | 0 | 0 | 0 | 0 | 0 | 0 | 0 | 0 | 0 | 0 | 0 | 0
[6 empty] | 0 | 0 | 0 | 0 | 0 | 0 | 0 | 0 | 0 | 0 | 0 | [5 empty] | 0 | #DIV/0! | 0 | 0 | 0 | 0 | 0 | 0 | 0 | 0 | 0 | 0 | 0 | 0 | 0 | 0 | 0 | 0 | 0
[6 empty] | 0 | 0 | 0 | 0 | 0 | 0 | 0 | 0 | 0 | 0 | 0 | [5 empty] | 0 | #DIV/0! | 0 | 0 | 0 | 0 | 0 | 0 | 0 | 0 | 0 | 0 | 0 | 0 | 0 | 0 | 0 | 0 | 0
[6 empty] | 0 | 0 | 0 | 0 | 0 | 0 | 0 | 0 | 0 | 0 | 0 | [5 empty] | 0 | #DIV/0! | 0 | 0 | 0 | 0 | 0 | 0 | 0 | 0 | 0 | 0 | 0 | 0 | 0 | 0 | 0 | 0 | 0
[6 empty] | 0 | 0 | 0 | 0 | 0 | 0 | 0 | 0 | 0 | 0 | 0 | [5 empty] | 0 | #DIV/0! | 0 | 0 | 0 | 0 | 0 | 0 | 0 | 0 | 0 | 0 | 0 | 0 | 0 | 0 | 0 | 0 | 0
[6 empty] | 0 | 0 | 0 | 0 | 0 | 0 | 0 | 0 | 0 | 0 | 0 | [5 empty] | 0 | #DIV/0! | 0 | 0 | 0 | 0 | 0 | 0 | 0 | 0 | 0 | 0 | 0 | 0 | 0 | 0 | 0 | 0 | 0
[6 empty] | 0 | 0 | 0 | 0 | 0 | 0 | 0 | 0 | 0 | 0 | 0 | [5 empty] | 0 | #DIV/0! | 0 | 0 | 0 | 0 | 0 | 0 | 0 | 0 | 0 | 0 | 0 | 0 | 0 | 0 | 0 | 0 | 0
[6 empty] | 0 | 0 | 0 | 0 | 0 | 0 | 0 | 0 | 0 | 0 | 0 | [5 empty] | 0 | #DIV/0! | 0 | 0 | 0 | 0 | 0 | 0 | 0 | 0 | 0 | 0 | 0 | 0 | 0 | 0 | 0 | 0 | 0
[6 empty] | 0 | 0 | 0 | 0 | 0 | 0 | 0 | 0 | 0 | 0 | 0 | [5 empty] | 0 | #DIV/0! | 0 | 0 | 0 | 0 | 0 | 0 | 0 | 0 | 0 | 0 | 0 | 0 | 0 | 0 | 0 | 0 | 0
[6 empty] | 0 | 0 | 0 | 0 | 0 | 0 | 0 | 0 | 0 | 0 | 0 | [5 empty] | 0 | #DIV/0! | 0 | 0 | 0 | 0 | 0 | 0 | 0 | 0 | 0 | 0 | 0 | 0 | 0 | 0 | 0 | 0 | 0
[6 empty] | 0 | 0 | 0 | 0 | 0 | 0 | 0 | 0 | 0 | 0 | 0 | [5 empty] | 0 | #DIV/0! | 0 | 0 | 0 | 0 | 0 | 0 | 0 | 0 | 0 | 0 | 0 | 0 | 0 | 0 | 0 | 0 | 0
[6 empty] | 0 | 0 | 0 | 0 | 0 | 0 | 0 | 0 | 0 | 0 | 0 | [5 empty] | 0 | #DIV/0! | 0 | 0 | 0 | 0 | 0 | 0 | 0 | 0 | 0 | 0 | 0 | 0 | 0 | 0 | 0 | 0 | 0
[6 empty] | 0 | 0 | 0 | 0 | 0 | 0 | 0 | 0 | 0 | 0 | 0 | [5 empty] | 0 | #DIV/0! | 0 | 0 | 0 | 0 | 0 | 0 | 0 | 0 | 0 | 0 | 0 | 0 | 0 | 0 | 0 | 0 | 0
[6 empty] | 0 | 0 | 0 | 0 | 0 | 0 | 0 | 0 | 0 | 0 | 0 | [5 empty] | 0 | #DIV/0! | 0 | 0 | 0 | 0 | 0 | 0 | 0 | 0 | 0 | 0 | 0 | 0 | 0 | 0 | 0 | 0 | 0
[6 empty] | 0 | 0 | 0 | 0 | 0 | 0 | 0 | 0 | 0 | 0 | 0 | [5 empty] | 0 | #DIV/0! | 0 | 0 | 0 | 0 | 0 | 0 | 0 | 0 | 0 | 0 | 0 | 0 | 0 | 0 | 0 | 0 | 0
[6 empty] | 0 | 0 | 0 | 0 | 0 | 0 | 0 | 0 | 0 | 0 | 0 | [5 empty] | 0 | #DIV/0! | 0 | 0 | 0 | 0 | 0 | 0 | 0 | 0 | 0 | 0 | 0 | 0 | 0 | 0 | 0 | 0 | 0
[6 empty] | 0 | 0 | 0 | 0 | 0 | 0 | 0 | 0 | 0 | 0 | 0 | [5 empty] | 0 | #DIV/0! | 0 | 0 | 0 | 0 | 0 | 0 | 0 | 0 | 0 | 0 | 0 | 0 | 0 | 0 | 0 | 0 | 0
[22 empty] | 0 | #DIV/0! | 0 | 0 | 0 | 0 | 0 | 0 | 0 | 0 | 0 | 0 | 0 | 0 | 0 | 0 | 0 | 0 | 0
[22 empty] | 0 | #DIV/0! | 0 | 0 | 0 | 0 | 0 | 0 | 0 | 0 | 0 | 0 | 0 | 0 | 0 | 0 | 0 | 0 | 0
[24 empty] | 0 | 0 | 0 | 0 | 0 | 0 | 0 | 0 | 0 | 0 | 0 | 0 | 0 | 0 | 0 | 0 | 0
[24 empty] | 0 | 0 | 0 | 0 | 0 | 0 | 0 | 0 | 0 | 0 | 0 | 0 | 0 | 0 | 0 | 0 | 0
[5 empty] | Electricity savings | 0 | 0 | 0 | 0 | -230 | -230 | -230 | -210 | -210 | -210 | -210 | [6 empty] | #DIV/0! | TOTAL |  | 0 | 0 | 0 | 0 | -3.4882 | -6.5522 | -6.5522 | -6.1386 | -6.1386 | -6.1386 | -6.1386 | -157.5 | -360 | 4805659 | 0
[24 empty] | FY Performance | 50.2 | 50.2 | 50.2 | 50.2 | 50.2 | 46.7118 | 43.6478 | 43.6478 | 44.0614 | 44.0614 | 44.0614 | 44.0614
[24 empty] | Star Rating | 5.5573 | 5.5573 | 5.5573 | 5.5573 | 5.5573 | 5.6575 | 5.7456 | 5.7456 | 5.7337 | 5.7337 | 5.7337 | 5.7337
[6 empty] | 0 | 0 | 0 | 0 | 0 | 0 | 0 | 0 | 0 | 0 | 0
[6 empty] | 0 | 0 | 0 | 0 | 0 | 0 | 0 | 0 | 0 | 0 | 0
[6 empty] | 0 | 0 | 0 | 0 | -420 | -420 | -420 | -420 | -420 | -420 | -420
[6 empty] | 0 | 0 | 0 | 0 | 0 | 0 | 0 | 0 | 0 | 0 | 0
[6 empty] | 0 | 0 | 0 | 0 | 0 | 0 | 0 | -60 | -60 | -60 | -60
[6 empty] | 0 | 0 | 0 | 0 | 0 | 0 | 0 | 0 | 0 | 0 | 0 | [9 empty] | 4805659 | 0
[6 empty] | 0 | 0 | 0 | 0 | 0 | 0 | 0 | 0 | 0 | 0 | 0 | [9 empty] | 6487639.65 | 0
[6 empty] | 0 | 0 | 0 | 0 | 0 | 0 | 0 | 0 | 0 | 0 | 0
[6 empty] | 0 | 0 | 0 | 0 | 0 | 0 | 0 | 0 | 0 | 0 | 0
[6 empty] | 0 | 0 | 0 | 0 | 0 | 0 | 0 | 0 | 0 | 0 | 0
[6 empty] | 0 | 0 | 0 | 0 | 0 | 0 | 0 | 0 | 0 | 0 | 0
[6 empty] | 0 | 0 | 0 | 0 | 0 | 0 | 0 | 0 | 0 | 0 | 0
[6 empty] | 0 | 0 | 0 | 0 | 0 | 0 | 0 | 0 | 0 | 0 | 0
[6 empty] | 0 | 0 | 0 | 0 | 0 | 0 | 0 | 0 | 0 | 0 | 0
[6 empty] | 0 | 0 | 0 | 0 | 0 | 0 | 0 | 0 | 0 | 0 | 0
[6 empty] | 0 | 0 | 0 | 0 | 0 | 0 | 0 | 0 | 0 | 0 | 0
[6 empty] | 0 | 0 | 0 | 0 | 0 | 0 | 0 | 0 | 0 | 0 | 0
[6 empty] | 0 | 0 | 0 | 0 | 0 | 0 | 0 | 0 | 0 | 0 | 0
[6 empty] | 0 | 0 | 0 | 0 | 0 | 0 | 0 | 0 | 0 | 0 | 0
[6 empty] | 0 | 0 | 0 | 0 | 0 | 0 | 0 | 0 | 0 | 0 | 0
[6 empty] | 0 | 0 | 0 | 0 | 0 | 0 | 0 | 0 | 0 | 0 | 0
[6 empty] | 0 | 0 | 0 | 0 | 0 | 0 | 0 | 0 | 0 | 0 | 0
[6 empty] | 0 | 0 | 0 | 0 | 0 | 0 | 0 | 0 | 0 | 0 | 0
[6 empty] | 0 | 0 | 0 | 0 | 0 | 0 | 0 | 0 | 0 | 0 | 0
[6 empty] | 0 | 0 | 0 | 0 | 0 | 0 | 0 | 0 | 0 | 0 | 0
[6 empty] | 0 | 0 | 0 | 0 | 0 | 0 | 0 | 0 | 0 | 0 | 0
[6 empty] | 0 | 0 | 0 | 0 | 0 | 0 | 0 | 0 | 0 | 0 | 0
[6 empty] | 0 | 0 | 0 | 0 | 0 | 0 | 0 | 0 | 0 | 0 | 0
[6 empty] | 0 | 0 | 0 | 0 | 0 | 0 | 0 | 0 | 0 | 0 | 0
[6 empty] | 0 | 0 | 0 | 0 | 0 | 0 | 0 | 0 | 0 | 0 | 0
[6 empty] | 0 | 0 | 0 | 0 | 0 | 0 | 0 | 0 | 0 | 0 | 0
[6 empty] | 0 | 0 | 0 | 0 | 0 | 0 | 0 | 0 | 0 | 0 | 0
[6 empty] | 0 | 0 | 0 | 0 | 0 | 0 | 0 | 0 | 0 | 0 | 0
[6 empty] | 0 | 0 | 0 | 0 | 0 | 0 | 0 | 0 | 0 | 0 | 0
[6 empty] | 0 | 0 | 0 | 0 | 0 | 0 | 0 | 0 | 0 | 0 | 0
[6 empty] | 0 | 0 | 0 | 0 | 0 | 0 | 0 | 0 | 0 | 0 | 0
[6 empty] | 0 | 0 | 0 | 0 | 0 | 0 | 0 | 0 | 0 | 0 | 0
[6 empty] | 0 | 0 | 0 | 0 | 0 | 0 | 0 | 0 | 0 | 0 | 0
[6 empty] | 0 | 0 | 0 | 0 | 0 | 0 | 0 | 0 | 0 | 0 | 0
[6 empty] | 0 | 0 | 0 | 0 | 0 | 0 | 0 | 0 | 0 | 0 | 0
[6 empty] | 0 | 0 | 0 | 0 | 0 | 0 | 0 | 0 | 0 | 0 | 0
[6 empty] | 0 | 0 | 0 | 0 | 0 | 0 | 0 | 0 | 0 | 0 | 0
[6 empty] | 0 | 0 | 0 | 0 | 0 | 0 | 0 | 0 | 0 | 0 | 0
[6 empty] | 0 | 0 | 0 | 0 | 0 | 0 | 0 | 0 | 0 | 0 | 0
[6 empty] | 0 | 0 | 0 | 0 | 0 | 0 | 0 | 0 | 0 | 0 | 0
[6 empty] | 0 | 0 | 0 | 0 | 0 | 0 | 0 | 0 | 0 | 0 | 0
[5 empty] | Gas Savings | 0 | 0 | 0 | 0 | -420 | -420 | -420 | -480 | -480 | -480 | -480
[6 empty] | 2024-06-30 | 2025-06-30 | 2026-06-30 | 2027-06-30 | 2028-06-30 | 2029-06-30 | 2030-06-30 | 2031-06-30 | 2032-06-30 | 2033-06-30 | 2034-06-30
[5 empty] | Current | 2024-06-30 | 2025-06-30 | 2026-06-30 | 2027-06-30 | 2028-06-30 | 2029-06-30 | 2030-06-30 | 2031-06-30 | 2032-06-30 | 2033-06-30 | 2034-06-30 | 2035-06-30
|  |  |  | NABERS | 5.5573 | 5.5573 | 5.5573 | 5.5573 | 5.5573 | 5.6575 | 5.7456 | 5.7456 | 5.7337 | 5.7337 | 5.7337 | 5.7337
Formulas:
Base = [Base, row above]+365
Note on A69: [Threaded comment] Your version of Excel allows you to read this threaded comment; however, any edits to it will get removed if the file is opened in a newer version of Excel. Learn more: https://go.microsoft.com/fwlink/?linkid=870924 Comment: BASE BUILDING COOLING TOWERS 1 TO 4 + MECH BOARD

## 151C-NR
Energy and Carbon Roadmap
151 Clarence Street
Asset Qualifier
Energy Consumption
Scope | Emission Source | SOURCE | UNIT COST | Units | BASE | CURRENT | FY25 | FY26 | FY27 | FY28 | FY29 | FY30 | FY31 | FY32 | FY33 | Reduction
NSW2 | Electricity Consumption | Renewables | 0.22838 | MWh | 1059.267 | 1059.267 | 1059.267 | 1059.267 | 1059.267 | 1059.267 | 1059.267 | 1059.267 | 1059.267 | 1179.267 | 1179.267 | 11.33%
NSW2 | Annual Electricity Savings |  |  | MWh | 0 | 0 | 0 | 0 | 0 | 0 | 0 | 0 | 0 | 120 | 120 | 240
Scope 1 | Gas Consumption |  | 26.6133 | GJ | 867.11 | 867.11 | 867.11 | 867.11 | 867.11 | 867.11 | 867.11 | 867.11 | 867.11 | 867.11 | 100.11 | -88.45%
Scope 1 | Annual Gas Savings |  |  | GJ | 0 | 0 | 0 | 0 | 0 | 0 | 0 | 0 | 0 | 0 | -767 | -767
Emissions profile
Scope | Emission Source |  |  | Units | BASE | CURRENT | FY25 | FY26 | FY27 | FY28 | FY29 | FY30 | FY31 | FY32 | FY33 | Reduction
NSW2 | Electricity - Renewable |  |  | t.CO2-e | 836.8209 | 0 | 0 | 0 | 0 | 0 | 0 | 0 | 0 | 0 | 0 | 100%
Scope 1 | Gas |  |  | t.CO2-e | 44.6822 | 0 | 0 | 0 | 0 | 0 | 0 | 0 | 0 | 0 | 0 | 100%
Scope 3 | Water, waste and Utility scope 3 |  |  | t.CO2-e | 58.1313 | 0 | 0 | 0 | 0 | 0 | 0 | 0 | 0 | 0 | 0 | 100%
|  |  |  | t.CO2-e | 939.6344 | 0 | 0 | 0 | 0 | 0 | 0 | 0 | 0 | 0 | 0 | 100%
|  |  |  | kg.CO2-e/m2 | 46.0515 | 0 | 0 | 0 | 0 | 0 | 0 | 0 | 0 | 0 | 0
Net Zero Contribution |  |  |  |  | 5.0389
Scope | Emission Source |  |  | Units | BASE | CURRENT | FY25 | FY26 | FY27 | FY28 | FY29 | FY30 | FY31 | FY32 | FY33 | Reduction
Capital | Energy Efficiency |  |  | t.CO2-e | 0 | 0 | 0 | 0 | 0 | 0 | 0 | 0 | 0 | -34.56 | -31.68 | -66.24
NSW2 | Renewable Electricity |  |  | t.CO2-e | 0 | 785.9761 | 773.2649 | 701.2348 | 660.9826 | 579.419 | 487.2628 | 405.6993 | 344.2618 | 339.6289 | 311.3265 | 5389.0567
Scope 1 | Gas Offsets |  |  | t.CO2-e | 0 | 44.6822 | 44.6822 | 44.6822 | 44.6822 | 44.6822 | 44.6822 | 44.6822 | 44.6822 | 44.6822 | 5.1587 | 407.2983
Scope 1 | Electrification |  |  | t.CO2-e | 0 | 0 | 0 | 0 | 0 | 0 | 0 | 0 | 0 | 0 | 39.5235 | 39.5235
Scope 3 | Scope 3 Offsets |  |  | t.CO2-e | 0 | 54.5376 | 50.9438 | 47.3501 | 43.7564 | 40.1626 | 36.5689 | 32.9751 | 29.3814 | 25.7876 | 25.7876 | 387.2511
Scope 3 | Scope 3 |  |  | t.CO2-e | 58.1313 | 0 | 0 | 0 | 0 | 0 | 0 | 0 | 0 | 0 | 0 | 0 | [6 empty] | Notes:
Scope 1 | Gas |  |  | t.CO2-e | 44.6822 | 0 | 0 | 0 | 0 | 0 | 0 | 0 | 0 | 0 | 0 | 0 | [6 empty] | - No capex as the building was considered too new. Fund should consider at what point an eenrgy efficiency plan should be developed.
NSW2 | Grid Electricity |  |  | t.CO2-e | 836.8209 | 0 | 0 | 0 | 0 | 0 | 0 | 0 | 0 | 0 | 0 | 0 | [6 empty] | - electrification projects placed in FY32 to allow view of carbon impact
|  |  |  | t.CO2-e | 0 | 830.6583 | 817.9471 | 745.9169 | 705.6648 | 624.1012 | 531.945 | 450.3814 | 388.944 | 349.7511 | 324.3287 | 6156.8895
Energy and Carbon Costs |  | NSW2
Scope | Emission Source |  |  |  | BASE | CURRENT | FY25 | FY26 | FY27 | FY28 | FY29 | FY30 | FY31 | FY32 | FY33 | TOTAL
BASELINE - Do nothing scenario
NSW2 | Electricity Consumption costs - do nothing scenario |  |  |  | 246004.16 | 314486.7978 | 325493.8357 | 336886.12 | 348677.1342 | 360880.8339 | 373511.6631 | 386584.5713 | 463901.4855 | 480138.0375 | 496942.8688 | 3887503.3478
Scope 1 | Gas Consumption costs- do nothing scenario |  |  |  | 18383.1048 | 23768.9347 | 24482.0027 | 25216.4628 | 25972.9567 | 26752.1454 | 27554.7098 | 28381.3511 | 29232.7916 | 30109.7753 | 31013.0686 | 272484.1988
Scope 1 | Gas Offset Costs - ACCUs (Climate Active) | [5 empty] | 2680.9307 | 2680.9307 | 2680.9307 | 2680.9307 | 2680.9307 | 2680.9307 | 2680.9307 | 2680.9307 | 2680.9307 | 24128.3763
Scope 3 | Scope 3 offsets (from FY24) | [5 empty] | 3056.6306 | 2841.0059 | 2625.3811 | 2409.7563 | 2194.1315 | 1978.5067 | 1762.882 | 1547.2572 | 1547.2572 | 19962.8085
TOTAL COSTS |  |  |  | Total Cost | 264387.2648 | 338255.7325 | 355713.3998 | 367624.5194 | 379956.4027 | 392723.6663 | 405941.4351 | 419625.3598 | 497578.0898 | 514476.0007 | 532184.1253 | 4204078.7313
|  |  |  | Cost/m2 | 12.9576 | 16.5779 | 17.4335 | 18.0173 | 18.6217 | 19.2474 | 19.8952 | 20.5658 | 24.3863 | 25.2145 | 26.0823
ENERGY AND CARBON ROADMAP - Implement NABERS Roadmap projects scenario
NSW2 | Electricity Consumption Costs |  |  |  | 246004.16 | 314486.7978 | 325493.8357 | 336886.12 | 348677.1342 | 360880.8339 | 373511.6631 | 386584.5713 | 463901.4855 | 534530.9002 | 553239.4817 | 3998192.8234
Scope 1 | Gas Consumption costs |  |  |  | 18383.1048 | 23768.9347 | 24482.0027 | 25216.4628 | 25972.9567 | 26752.1454 | 27554.7098 | 28381.3511 | 29232.7916 | 30109.7753 | 3580.5357 | 245051.6659
Scope 1 | Gas Offset Costs - ACCUs (Climate Active) | [5 empty] | 2680.9307 | 2680.9307 | 2680.9307 | 2680.9307 | 2680.9307 | 2680.9307 | 2680.9307 | 2680.9307 | 309.5201 | 21756.9657
Scope 3 | Scope 3 offsets (from FY24) - ACCUs | [5 empty] | 3056.6306 | 2841.0059 | 2625.3811 | 2409.7563 | 2194.1315 | 1978.5067 | 1762.882 | 1547.2572 | 1547.2572 | 19962.8085 | [6 empty] | Notes
TOTAL COSTS |  |  |  | Total Cost | 264387.2648 | 338255.7325 | 355713.3998 | 367624.5194 | 379956.4027 | 392723.6663 | 405941.4351 | 419625.3598 | 497578.0898 | 568868.8635 | 558676.7947 | 4284964.2634 | [6 empty] | Model can't factor in FY30 NABERS Electricity benchmark reset. Rating shouldn't decrease.
|  |  |  | Cost/m2 | 12.9576 | 16.5779 | 17.4335 | 18.0173 | 18.6217 | 19.2474 | 19.8952 | 20.5658 | 24.3863 | 27.8803 | 27.3807 | 210.0061
TOTAL SAVINGS |  |  |  | Savings | 0 | 0 | 0 | 0 | 0 | 0 | 0 | 0 | 0 | 54392.8627 | 26492.6694 | 80885.5321
|  |  |  | Cost/m2 | 0 | 0 | 0 | 0 | 0 | 0 | 0 | 0 | 0 | 2.6658 | 1.2984 | 3.9642
CAPITAL COSTS - NABERS Roadmap
| All Identified Projects |  |  | TOTAL COSTS ($) |  | 0 | 0 | 0 | 0 | 0 | 0 | 0 | 0 | 1287500 | 0 | 1287500
|  |  |  | TOTAL SAVINGS ($) | 0 | 0 | 0 | 0 | 0 | 0 | 0 | 0 | 0 | 54392.8627 | 26492.6694 | 80885.5321
|  |  |  | TOTAL SAVINGS | 0 | 0 | 0 | 0 | 0 | 0 | 0 | 0 | 0 | -54392.8627 | -26492.6694
NABERS Roadmap | [16 empty] | Notes and Summary Outcomes
Current rating information |  | p2051 |  | Weighted Average | BASE | CURRENT | FY25 | FY26 | FY27 | FY28 | FY29 | FY30 | FY31 | FY32 | FY33 | TOTAL | ENERGY EFFICIENCY PLAN |  | ELECTRIFICATION PLAN |  | TENANT METERING
Last rating date |  | 2023-03-31 |  | 151 Clarence Street | 5.678 | 5.678 | 5.678 | 5.678 | 5.678 | 5.678 | 5.678 | 5.678 | 5.678 | 5.678 | 5.6144 | -0.063533 | Status | Not required | Status | Complete | Status | Complete
State |  | NSW | 2023 NABERS | [13 empty] | Total Cost | 0 | Total Cost | 1287500 | Collection process | Automatic
NABERS Rating Type (Base/Whole) |  | Base |  | IOM | 5.2362 | 5.2411 | 5.2497 | 5.3201 | 5.3392 | 5.3755 | 5.3907 | 5.3929 | 5.4401 | 5.4606 | 5.493 | 0.25674 | Annual Savings | -5244.704 | Progress by FY32 | 88.45% | NLA covered | 100%
Postcode |  | 2000 |  | IGO | 5.3773 | 5.3897 | 5.3989 | 5.4212 | 5.4718 | 5.4937 | 5.5097 | 5.5139 | 5.5352 | 5.5352 | 5.5316 | 0.14186 | Est IRR | -0.5431% | Est. 100% completion | #NAME? | Cost for automation | 0
Rated Area |  | 20094 | [14 empty] | NABERS Improvement | 0.065096 |  |  | ETA 100% coverage | Complete
Rated Hours |  | 52.6 | [14 empty] | FY32 NABERS | 5.6144 |  |  | Tenant spec. data | 100%
Electricity Consumption (MWh) |  | 1059.267 | [14 empty] | FY33 NABERS^ | 5.6144 | * Where projects deliver both Efficiency and Electrification benefits, Total Costs are split evenly between categories
Gas Consumption (GJ) |  | 867.11 | [14 empty] | Total Electricity Reduction | 11.33% | ^ includes projects implemented in FY32
NABERS Benchmark Factor |  | 46 | 4.806% | [13 empty] | Total Gas Reduction | -88.45% | ^^ It is noted that NABERS devaluation in FY32 to electrify should have a positive rather than negative impact
| Current NABERS Energy Rating: | 5.678
Identified Projects | [5 empty] | 2024-06-30 | 2025-06-30 | 2026-06-30 | 2027-06-30 | 2028-06-30 | 2029-06-30 | 2030-06-30 | 2031-06-30 | 2032-06-30 | 2033-06-30 | 2034-06-30 | Project Classifications
Job Number | Job Description | Predicted Reduction (MWh) | Predicted Reduction (MJ) | Estimated completion date | Total Expected Cost ($) | CURRENT | FY25 | FY26 | FY27 | FY28 | FY29 | FY30 | FY31 | FY32 | FY33 | FY34 | Efficiency | Electrification | GRESB | NABERS | Est IRR | Opex | Life-cycle
| AHU coil upgrade works | 100 | -699 | 2032-03-31 | 250000 | 0 | 0 | 0 | 0 | 0 | 0 | 0 | 0 | 250000 | 0 | 0 |  | Yes |  | 0.067804 | -1.694% |  | Yes
| Install electric heat pumps | 0 | 0 | 2032-03-31 | 500000 | 0 | 0 | 0 | 0 | 0 | 0 | 0 | 0 | 500000 | 0 | 0 |  | Yes |  |  | 0% |  | Yes
| Upgrade electrical boards to drive heat pumps (250-300A) | 0 | 0 | 2032-03-31 | 250000 | 0 | 0 | 0 | 0 | 0 | 0 | 0 | 0 | 250000 | 0 | 0 |  | Yes |  |  | 0% |  | Yes
| Domestic Water System - replace with unitary el.units | 20 | -68 | 2032-03-31 | 287500 | 0 | 0 | 0 | 0 | 0 | 0 | 0 | 0 | 287500 | 0 | 0 |  | Yes |  | -0.0027081 | -0.9593% |  | Yes
[6 empty] | 0 | 0 | 0 | 0 | 0 | 0 | 0 | 0 | 0 | 0 | 0
[6 empty] | 0 | 0 | 0 | 0 | 0 | 0 | 0 | 0 | 0 | 0 | 0
[6 empty] | 0 | 0 | 0 | 0 | 0 | 0 | 0 | 0 | 0 | 0 | 0
[6 empty] | 0 | 0 | 0 | 0 | 0 | 0 | 0 | 0 | 0 | 0 | 0
[6 empty] | 0 | 0 | 0 | 0 | 0 | 0 | 0 | 0 | 0 | 0 | 0
|  | 120 | -767 |  | 1287500 | 0 | 0 | 0 | 0 | 0 | 0 | 0 | 0 | 1287500 | 0 | 0 | 0 | 1287500 | 0 | 0.065096 | -0.5431% | 0 | 1287500
#NAME?
[17 empty] | MWh saved in FY13 | -90
[17 empty] | Current Rating: | 5.678
[17 empty] | Expected Rating at 31/3/2024: | 5.678
[17 empty] | Expected Rating at 31/3/2025: | 5.678
[17 empty] | Expected Rating at 31/3/2026: | 5.678 | [7 empty] | 5.6144 | 0 | 0 | 0 | 0
[17 empty] | Expected Rating at 31/3/2027: | 5.678
[17 empty] | Expected Rating at 31/3/2028: | 5.678
[17 empty] | Expected Rating at 31/3/2029: | 5.678
[17 empty] | Expected Rating at 31/3/2030: | 5.678
[17 empty] | Expected Rating at 31/3/2031: | 5.678
[17 empty] | Expected Rating at 31/3/2032: | 5.678
[17 empty] | Expected Rating at 31/3/2033: | 5.6144
[38 empty] | Stars | NSW (2000) | VIC (3000) | QLD (4000) | SA (5000) | WA (6000) |  | Stars | NSW (2000) | VIC (3000) | QLD (4000) | SA (5000) | WA (6000) | Stars | Intensity | Unit | base + diff |  | Base | Whole Building
[38 empty] | 6 | 34.795 | 42.145 | 35.585 | 20.915 | 26.98 |  | 6 | 64.76 | 69.5 | 59.815 | 33.69 | 44.87 | 6 | 34.795 | kg/m2 |  |  | 34.795 | 64.76
[25 empty] | PLEASE DO NOT CHANGE ANYTHING IN THE CELLS IN THIS SECTION OF THE CALCULATOR | [12 empty] | 5.5 | 52.1925 | 63.2175 | 53.3775 | 31.3725 | 40.47 |  | 5.5 | 97.14 | 104.25 | 89.7225 | 50.535 | 67.305 | 5.5 | 52.1925 | kg/m2 |  |  | 52.1925 | 97.14 |  |  | Elec (kg/MWh) | Gas (kG/GJ)
[37 empty] | Base Building | 5 | 69.59 | 84.29 | 71.17 | 41.83 | 53.96 | Whole Building | 5 | 129.52 | 139 | 119.63 | 67.38 | 89.74 | 5 | 69.59 | kg/m2 | 69.59 |  | 69.59 | 129.52 |  | ACT | 810 | 51.33 | 2000 |  |  |  |  | Economy Cycle | Identified only | All |  | NLA: | 20094 | m2 | Emissions/m2 | 44.9147
[19 empty] | 152 | Cost/MWh | [17 empty] | 4.5 | 84.92 | 101.75 | 80.29 | 51.46 | 62.39 |  | 4.5 | 158.69 | 166.57 | 142.47 | 84.06 | 105.77 | 4.5 | 84.92 | kg/m2 | 15.33 |  | 84.92 | 158.69 |  | NSW | 810 | 51.33 | 2000 |  | 24.2221 | El - converter | 43.7314 | BMS | Business case written | Summer |  | Current ABGR rating (w'out GP): | 5.8434 | stars | t.CO2 | 902515.0263
[38 empty] | 4 | 100.25 | 120.31 | 89.42 | 61.1 | 70.83 |  | 4 | 187.86 | 194.15 | 165.3 | 100.73 | 121.79 | 4 | 100.25 | kg/m2 | 15.33 |  | 100.25 | 187.86 |  | QLD | 810 | 51.33 | 3000 |  | 382.2305 | Gas - converter | 2.2686 | HVAC | Approved to implement | Winter |  | ABGR Electricity intensity: | 43.7314 | kg/m2 | Electrical emissions | 858006.27
[38 empty] | 3.5 | 115.57 | 138.88 | 98.54 | 70.74 | 79.26 |  | 3.5 | 217.04 | 221.73 | 188.13 | 117.41 | 137.82 | 3.5 | 115.57 | kg/m2 | 15.32 |  | 115.57 | 217.04 |  | SA | 770 | 51.33 | 4000 |  |  |  |  | Chillers | Rejected, do not persue | Shoulder |  | Current NABERS Water rating: |  | stars | Gas emissions | 44508.7563
[38 empty] | 3 | 130.9 | 157.45 | 107.66 | 80.38 | 87.69 |  | 3 | 246.21 | 249.31 | 210.96 | 134.09 | 153.85 | 3 | 130.9 | kg/m2 | 15.33 |  | 130.9 | 246.21 |  | VIC | 980 | 51.33 | 5000 |  | 0.152 |  |  | VSDs | Rejected but reconsider |  |  | Energy performance tracking | Consumption | Unit |  | 42.6945
[38 empty] | 2.5 | 146.23 | 176.01 | 116.79 | 90.02 | 96.12 |  | 2.5 | 275.38 | 276.89 | 233.79 | 150.77 | 169.87 | 2.5 | 146.23 | kg/m2 | 15.33 |  | 146.23 | 275.38 |  | WA | 680 | 51.33 | 6000 |  |  |  |  | Lighting replacement and controls | Complete |  |  | Current Electricity Consumption: | 1059.267 | MWh |  |  | 5.7694
[21 empty] | Average Electricity Price ($/kWh): | 0.152 | [15 empty] | 2 | 161.56 | 194.58 | 125.91 | 99.65 | 104.55 |  | 2 | 304.55 | 304.47 | 256.62 | 167.44 | 185.9 | 2 | 161.56 | kg/m2 | 15.33 |  | 161.56 | 304.55 | [9 empty] | Condensor water loop |  |  |  | Current Gas Consumption | 867.11 | GJ |  | 44508.7563
[38 empty] | 1.5 | 176.89 | 213.15 | 135.04 | 109.29 | 112.98 |  | 1.5 | 333.72 | 332.05 | 279.45 | 184.12 | 201.92 | 1.5 | 176.89 | kg/m2 | 15.33 |  | 176.89 | 333.72 | [9 empty] | CO/CO2 sensors |  |  |  | ABGR Gas Intensity | 2.2686
[21 empty] | Rating benefit calulator | [16 empty] | 1 | 192.21 | 231.71 | 144.16 | 118.93 | 121.42 |  | 1 | 362.89 | 359.62 | 302.28 | 200.8 | 217.95 | 1 | 192.21 | kg/m2 | 15.32 |  | 192.21 | 362.89 | [9 empty] | Submetering |  |  |  |  | 46
[39 empty] | NSW | VIC | QLD | SA | WA |  |  | NSW | VIC | QLD | SA | WA | [16 empty] | Cooling Tower
[6 empty] | 2024-06-30 | 2025-06-30 | 2026-06-30 | 2027-06-30 | 2028-06-30 | 2029-06-30 | 2030-06-30 | 2031-06-30 | 2032-06-30 | 2033-06-30 | 2034-06-30 | [5 empty] | Savings | Payback | + stars | kg/m2 | 2024-03-31 | 2025-03-31 | 2026-03-31 | 2027-03-31 | 2028-03-31 | 2029-03-31 | 2030-03-31 | 2031-03-31 | 2032-03-31 | 2033-03-31 | 2034-03-31 | full year saving for business case |  | capex | opex | [14 empty] | 84.92 | Stars | 69.59 | 15.33 | 15.33 | 15.32 | 15.33 | 15.33 | 15.33 | 15.33 | 15.32 |  |  |  |  | Lift | [7 empty] | Base | Whole Building
[6 empty] | 0 | 0 | 0 | 0 | 0 | 0 | 0 | 0 | 100 | 100 | 100 | [5 empty] | 0 | #DIV/0! | 0 | 0 | 0 | 0 | 0 | 0 | 0 | 0 | 0 | 0 | 0 | 0 | 0 | 0 | 0 | 0 | 0 | [14 empty] | 84.92 | Current | 46 | [12 empty] | Hot Water
[6 empty] | 0 | 0 | 0 | 0 | 0 | 0 | 0 | 0 | 0 | 0 | 0 | [5 empty] | 15200 | -16.4474 | 0.15001 | 2.2997 | 0 | 0 | 0 | 0 | 0 | 0 | 0 | 0 | 0 | 2.2997 | 2.2997 | 100 | -699 | 250000 | 0 | [14 empty] | 84.92 | 2025-03-31 | 46 | [12 empty] | Renewables | [6 empty] | Stars | NSW | NSW | Stars | (to invert)
[6 empty] | 0 | 0 | 0 | 0 | 0 | 0 | 0 | 0 | 0 | 0 | 0 | [5 empty] | 0 | #DIV/0! | 0 | 0 | 0 | 0 | 0 | 0 | 0 | 0 | 0 | 0 | 0 | 0 | 0 | 0 | 0 | 500000 | 0 | [14 empty] | 84.92 | 2026-03-31 | 46 | [12 empty] | Other | [6 empty] | 1 | 192.21 | 362.89 | 5 | 69.59 | 129.52
[6 empty] | 0 | 0 | 0 | 0 | 0 | 0 | 0 | 0 | 20 | 20 | 20 | [5 empty] | 0 | #DIV/0! | 0 | 0 | 0 | 0 | 0 | 0 | 0 | 0 | 0 | 0 | 0 | 0 | 0 | 0 | 0 | 250000 | 0 | [14 empty] | 84.92 | 2027-03-31 | 46 | [19 empty] | 1.5 | 176.89 | 333.72 | 4.5 | 84.92 | 158.69
[6 empty] | 0 | 0 | 0 | 0 | 0 | 0 | 0 | 0 | 0 | 0 | 0 | [5 empty] | 3040 | -94.5724 | 0.042256 | 0.64779 | 0 | 0 | 0 | 0 | 0 | 0 | 0 | 0 | 0 | 0.64779 | 0.64779 | 20 | -68 | 287500 | 0 | [14 empty] | 84.92 | 2028-03-30 | 46 | [19 empty] | 2 | 161.56 | 304.55 | 4 | 100.25 | 187.86
[6 empty] | 0 | 0 | 0 | 0 | 0 | 0 | 0 | 0 | 0 | 0 | 0 | [5 empty] | 0 | #DIV/0! | 0 | 0 | 0 | 0 | 0 | 0 | 0 | 0 | 0 | 0 | 0 | 0 | 0 | 0 | 0 | 0 | 0 | [14 empty] | 84.92 | 2029-03-30 | 46 | [19 empty] | 2.5 | 146.23 | 275.38 | 3.5 | 115.57 | 217.04
[6 empty] | 0 | 0 | 0 | 0 | 0 | 0 | 0 | 0 | 0 | 0 | 0 | [5 empty] | 0 | #DIV/0! | 0 | 0 | 0 | 0 | 0 | 0 | 0 | 0 | 0 | 0 | 0 | 0 | 0 | 0 | 0 | 0 | 0 | [14 empty] | 84.92 | 2030-03-30 | 46 | [19 empty] | 3 | 130.9 | 246.21 | 3 | 130.9 | 246.21
[6 empty] | 0 | 0 | 0 | 0 | 0 | 0 | 0 | 0 | 0 | 0 | 0 | [5 empty] | 0 | #DIV/0! | 0 | 0 | 0 | 0 | 0 | 0 | 0 | 0 | 0 | 0 | 0 | 0 | 0 | 0 | 0 | 0 | 0 | [14 empty] | 84.92 | 2031-03-30 | 46 | [19 empty] | 3.5 | 115.57 | 217.04 | 2.5 | 146.23 | 275.38
[6 empty] | 0 | 0 | 0 | 0 | 0 | 0 | 0 | 0 | 0 | 0 | 0 | [5 empty] | 0 | #DIV/0! | 0 | 0 | 0 | 0 | 0 | 0 | 0 | 0 | 0 | 0 | 0 | 0 | 0 | 0 | 0 | 0 | 0 | [14 empty] | 84.92 | 2032-03-29 | 46 | [19 empty] | 4 | 100.25 | 187.86 | 2 | 161.56 | 304.55
[6 empty] | 0 | 0 | 0 | 0 | 0 | 0 | 0 | 0 | 0 | 0 | 0 | [5 empty] | 0 | #DIV/0! | 0 | 0 | 0 | 0 | 0 | 0 | 0 | 0 | 0 | 0 | 0 | 0 | 0 | 0 | 0 | 0 | 0 | [14 empty] | 84.92 | 2033-03-29 | 48.2106 | [19 empty] | 4.5 | 84.92 | 158.69 | 1.5 | 176.89 | 333.72
[6 empty] | 0 | 0 | 0 | 0 | 0 | 0 | 0 | 0 | 0 | 0 | 0 | [5 empty] | 0 | #DIV/0! | 0 | 0 | 0 | 0 | 0 | 0 | 0 | 0 | 0 | 0 | 0 | 0 | 0 | 0 | 0 | 0 | 0 | [36 empty] | 5 | 69.59 | 129.52 | 1 | 192.21 | 362.89
[6 empty] | 0 | 0 | 0 | 0 | 0 | 0 | 0 | 0 | 0 | 0 | 0 | [5 empty] | 0 | #DIV/0! | 0 | 0 | 0 | 0 | 0 | 0 | 0 | 0 | 0 | 0 | 0 | 0 | 0 | 0 | 0 | 0 | 0
[6 empty] | 0 | 0 | 0 | 0 | 0 | 0 | 0 | 0 | 0 | 0 | 0 | [5 empty] | 0 | #DIV/0! | 0 | 0 | 0 | 0 | 0 | 0 | 0 | 0 | 0 | 0 | 0 | 0 | 0 | 0 | 0 | 0 | 0
[6 empty] | 0 | 0 | 0 | 0 | 0 | 0 | 0 | 0 | 0 | 0 | 0 | [5 empty] | 0 | #DIV/0! | 0 | 0 | 0 | 0 | 0 | 0 | 0 | 0 | 0 | 0 | 0 | 0 | 0 | 0 | 0 | 0 | 0
[6 empty] | 0 | 0 | 0 | 0 | 0 | 0 | 0 | 0 | 0 | 0 | 0 | [5 empty] | 0 | #DIV/0! | 0 | 0 | 0 | 0 | 0 | 0 | 0 | 0 | 0 | 0 | 0 | 0 | 0 | 0 | 0 | 0 | 0
[6 empty] | 0 | 0 | 0 | 0 | 0 | 0 | 0 | 0 | 0 | 0 | 0 | [5 empty] | 0 | #DIV/0! | 0 | 0 | 0 | 0 | 0 | 0 | 0 | 0 | 0 | 0 | 0 | 0 | 0 | 0 | 0 | 0 | 0
[6 empty] | 0 | 0 | 0 | 0 | 0 | 0 | 0 | 0 | 0 | 0 | 0 | [5 empty] | 0 | #DIV/0! | 0 | 0 | 0 | 0 | 0 | 0 | 0 | 0 | 0 | 0 | 0 | 0 | 0 | 0 | 0 | 0 | 0
[6 empty] | 0 | 0 | 0 | 0 | 0 | 0 | 0 | 0 | 0 | 0 | 0 | [5 empty] | 0 | #DIV/0! | 0 | 0 | 0 | 0 | 0 | 0 | 0 | 0 | 0 | 0 | 0 | 0 | 0 | 0 | 0 | 0 | 0
[6 empty] | 0 | 0 | 0 | 0 | 0 | 0 | 0 | 0 | 0 | 0 | 0 | [5 empty] | 0 | #DIV/0! | 0 | 0 | 0 | 0 | 0 | 0 | 0 | 0 | 0 | 0 | 0 | 0 | 0 | 0 | 0 | 0 | 0
[6 empty] | 0 | 0 | 0 | 0 | 0 | 0 | 0 | 0 | 0 | 0 | 0 | [5 empty] | 0 | #DIV/0! | 0 | 0 | 0 | 0 | 0 | 0 | 0 | 0 | 0 | 0 | 0 | 0 | 0 | 0 | 0 | 0 | 0
[6 empty] | 0 | 0 | 0 | 0 | 0 | 0 | 0 | 0 | 0 | 0 | 0 | [5 empty] | 0 | #DIV/0! | 0 | 0 | 0 | 0 | 0 | 0 | 0 | 0 | 0 | 0 | 0 | 0 | 0 | 0 | 0 | 0 | 0
[6 empty] | 0 | 0 | 0 | 0 | 0 | 0 | 0 | 0 | 0 | 0 | 0 | [5 empty] | 0 | #DIV/0! | 0 | 0 | 0 | 0 | 0 | 0 | 0 | 0 | 0 | 0 | 0 | 0 | 0 | 0 | 0 | 0 | 0
[6 empty] | 0 | 0 | 0 | 0 | 0 | 0 | 0 | 0 | 0 | 0 | 0 | [5 empty] | 0 | #DIV/0! | 0 | 0 | 0 | 0 | 0 | 0 | 0 | 0 | 0 | 0 | 0 | 0 | 0 | 0 | 0 | 0 | 0
[6 empty] | 0 | 0 | 0 | 0 | 0 | 0 | 0 | 0 | 0 | 0 | 0 | [5 empty] | 0 | #DIV/0! | 0 | 0 | 0 | 0 | 0 | 0 | 0 | 0 | 0 | 0 | 0 | 0 | 0 | 0 | 0 | 0 | 0
[6 empty] | 0 | 0 | 0 | 0 | 0 | 0 | 0 | 0 | 0 | 0 | 0 | [5 empty] | 0 | #DIV/0! | 0 | 0 | 0 | 0 | 0 | 0 | 0 | 0 | 0 | 0 | 0 | 0 | 0 | 0 | 0 | 0 | 0
[6 empty] | 0 | 0 | 0 | 0 | 0 | 0 | 0 | 0 | 0 | 0 | 0 | [5 empty] | 0 | #DIV/0! | 0 | 0 | 0 | 0 | 0 | 0 | 0 | 0 | 0 | 0 | 0 | 0 | 0 | 0 | 0 | 0 | 0
[6 empty] | 0 | 0 | 0 | 0 | 0 | 0 | 0 | 0 | 0 | 0 | 0 | [5 empty] | 0 | #DIV/0! | 0 | 0 | 0 | 0 | 0 | 0 | 0 | 0 | 0 | 0 | 0 | 0 | 0 | 0 | 0 | 0 | 0
[6 empty] | 0 | 0 | 0 | 0 | 0 | 0 | 0 | 0 | 0 | 0 | 0 | [5 empty] | 0 | #DIV/0! | 0 | 0 | 0 | 0 | 0 | 0 | 0 | 0 | 0 | 0 | 0 | 0 | 0 | 0 | 0 | 0 | 0
[6 empty] | 0 | 0 | 0 | 0 | 0 | 0 | 0 | 0 | 0 | 0 | 0 | [5 empty] | 0 | #DIV/0! | 0 | 0 | 0 | 0 | 0 | 0 | 0 | 0 | 0 | 0 | 0 | 0 | 0 | 0 | 0 | 0 | 0
[6 empty] | 0 | 0 | 0 | 0 | 0 | 0 | 0 | 0 | 0 | 0 | 0 | [5 empty] | 0 | #DIV/0! | 0 | 0 | 0 | 0 | 0 | 0 | 0 | 0 | 0 | 0 | 0 | 0 | 0 | 0 | 0 | 0 | 0
[6 empty] | 0 | 0 | 0 | 0 | 0 | 0 | 0 | 0 | 0 | 0 | 0 | [5 empty] | 0 | #DIV/0! | 0 | 0 | 0 | 0 | 0 | 0 | 0 | 0 | 0 | 0 | 0 | 0 | 0 | 0 | 0 | 0 | 0
[6 empty] | 0 | 0 | 0 | 0 | 0 | 0 | 0 | 0 | 0 | 0 | 0 | [5 empty] | 0 | #DIV/0! | 0 | 0 | 0 | 0 | 0 | 0 | 0 | 0 | 0 | 0 | 0 | 0 | 0 | 0 | 0 | 0 | 0
[6 empty] | 0 | 0 | 0 | 0 | 0 | 0 | 0 | 0 | 0 | 0 | 0 | [5 empty] | 0 | #DIV/0! | 0 | 0 | 0 | 0 | 0 | 0 | 0 | 0 | 0 | 0 | 0 | 0 | 0 | 0 | 0 | 0 | 0
[6 empty] | 0 | 0 | 0 | 0 | 0 | 0 | 0 | 0 | 0 | 0 | 0 | [5 empty] | 0 | #DIV/0! | 0 | 0 | 0 | 0 | 0 | 0 | 0 | 0 | 0 | 0 | 0 | 0 | 0 | 0 | 0 | 0 | 0
[6 empty] | 0 | 0 | 0 | 0 | 0 | 0 | 0 | 0 | 0 | 0 | 0 | [5 empty] | 0 | #DIV/0! | 0 | 0 | 0 | 0 | 0 | 0 | 0 | 0 | 0 | 0 | 0 | 0 | 0 | 0 | 0 | 0 | 0
[6 empty] | 0 | 0 | 0 | 0 | 0 | 0 | 0 | 0 | 0 | 0 | 0 | [5 empty] | 0 | #DIV/0! | 0 | 0 | 0 | 0 | 0 | 0 | 0 | 0 | 0 | 0 | 0 | 0 | 0 | 0 | 0 | 0 | 0
[6 empty] | 0 | 0 | 0 | 0 | 0 | 0 | 0 | 0 | 0 | 0 | 0 | [5 empty] | 0 | #DIV/0! | 0 | 0 | 0 | 0 | 0 | 0 | 0 | 0 | 0 | 0 | 0 | 0 | 0 | 0 | 0 | 0 | 0
[6 empty] | 0 | 0 | 0 | 0 | 0 | 0 | 0 | 0 | 0 | 0 | 0 | [5 empty] | 0 | #DIV/0! | 0 | 0 | 0 | 0 | 0 | 0 | 0 | 0 | 0 | 0 | 0 | 0 | 0 | 0 | 0 | 0 | 0
[6 empty] | 0 | 0 | 0 | 0 | 0 | 0 | 0 | 0 | 0 | 0 | 0 | [5 empty] | 0 | #DIV/0! | 0 | 0 | 0 | 0 | 0 | 0 | 0 | 0 | 0 | 0 | 0 | 0 | 0 | 0 | 0 | 0 | 0
[6 empty] | 0 | 0 | 0 | 0 | 0 | 0 | 0 | 0 | 0 | 0 | 0 | [5 empty] | 0 | #DIV/0! | 0 | 0 | 0 | 0 | 0 | 0 | 0 | 0 | 0 | 0 | 0 | 0 | 0 | 0 | 0 | 0 | 0
[6 empty] | 0 | 0 | 0 | 0 | 0 | 0 | 0 | 0 | 0 | 0 | 0 | [5 empty] | 0 | #DIV/0! | 0 | 0 | 0 | 0 | 0 | 0 | 0 | 0 | 0 | 0 | 0 | 0 | 0 | 0 | 0 | 0 | 0
[6 empty] | 0 | 0 | 0 | 0 | 0 | 0 | 0 | 0 | 0 | 0 | 0 | [5 empty] | 0 | #DIV/0! | 0 | 0 | 0 | 0 | 0 | 0 | 0 | 0 | 0 | 0 | 0 | 0 | 0 | 0 | 0 | 0 | 0
[6 empty] | 0 | 0 | 0 | 0 | 0 | 0 | 0 | 0 | 0 | 0 | 0 | [5 empty] | 0 | #DIV/0! | 0 | 0 | 0 | 0 | 0 | 0 | 0 | 0 | 0 | 0 | 0 | 0 | 0 | 0 | 0 | 0 | 0
[22 empty] | 0 | #DIV/0! | 0 | 0 | 0 | 0 | 0 | 0 | 0 | 0 | 0 | 0 | 0 | 0 | 0 | 0 | 0 | 0 | 0
[22 empty] | 0 | #DIV/0! | 0 | 0 | 0 | 0 | 0 | 0 | 0 | 0 | 0 | 0 | 0 | 0 | 0 | 0 | 0 | 0 | 0
[24 empty] | 0 | 0 | 0 | 0 | 0 | 0 | 0 | 0 | 0 | 0 | 0 | 0 | 0 | 0 | 0 | 0 | 0
[24 empty] | 0 | 0 | 0 | 0 | 0 | 0 | 0 | 0 | 0 | 0 | 0 | 0 | 0 | 0 | 0 | 0 | 0
[5 empty] | Electricity savings | 0 | 0 | 0 | 0 | 0 | 0 | 0 | 0 | 120 | 120 | 120 | [6 empty] | #DIV/0! | TOTAL |  | 0 | 0 | 0 | 0 | 0 | 0 | 0 | 0 | 0 | 2.2106 | 2.2106 | 90 | -575.25 | 1287500 | 0
[24 empty] | FY Performance | 46 | 46 | 46 | 46 | 46 | 46 | 46 | 46 | 46 | 46 | 48.2106 | 48.2106
[24 empty] | Star Rating | 5.678 | 5.678 | 5.678 | 5.678 | 5.678 | 5.678 | 5.678 | 5.678 | 5.678 | 5.678 | 5.6144 | 5.6144
[6 empty] | 0 | 0 | 0 | 0 | 0 | 0 | 0 | 0 | 0 | -699 | -699
[6 empty] | 0 | 0 | 0 | 0 | 0 | 0 | 0 | 0 | 0 | 0 | 0
[6 empty] | 0 | 0 | 0 | 0 | 0 | 0 | 0 | 0 | 0 | 0 | 0
[6 empty] | 0 | 0 | 0 | 0 | 0 | 0 | 0 | 0 | 0 | -68 | -68
[6 empty] | 0 | 0 | 0 | 0 | 0 | 0 | 0 | 0 | 0 | 0 | 0
[6 empty] | 0 | 0 | 0 | 0 | 0 | 0 | 0 | 0 | 0 | 0 | 0 | [9 empty] | 1287500 | 0
[6 empty] | 0 | 0 | 0 | 0 | 0 | 0 | 0 | 0 | 0 | 0 | 0 | [9 empty] | 1738125 | 0
[6 empty] | 0 | 0 | 0 | 0 | 0 | 0 | 0 | 0 | 0 | 0 | 0
[6 empty] | 0 | 0 | 0 | 0 | 0 | 0 | 0 | 0 | 0 | 0 | 0
[6 empty] | 0 | 0 | 0 | 0 | 0 | 0 | 0 | 0 | 0 | 0 | 0
[6 empty] | 0 | 0 | 0 | 0 | 0 | 0 | 0 | 0 | 0 | 0 | 0
[6 empty] | 0 | 0 | 0 | 0 | 0 | 0 | 0 | 0 | 0 | 0 | 0
[6 empty] | 0 | 0 | 0 | 0 | 0 | 0 | 0 | 0 | 0 | 0 | 0
[6 empty] | 0 | 0 | 0 | 0 | 0 | 0 | 0 | 0 | 0 | 0 | 0
[6 empty] | 0 | 0 | 0 | 0 | 0 | 0 | 0 | 0 | 0 | 0 | 0
[6 empty] | 0 | 0 | 0 | 0 | 0 | 0 | 0 | 0 | 0 | 0 | 0
[6 empty] | 0 | 0 | 0 | 0 | 0 | 0 | 0 | 0 | 0 | 0 | 0
[6 empty] | 0 | 0 | 0 | 0 | 0 | 0 | 0 | 0 | 0 | 0 | 0
[6 empty] | 0 | 0 | 0 | 0 | 0 | 0 | 0 | 0 | 0 | 0 | 0
[6 empty] | 0 | 0 | 0 | 0 | 0 | 0 | 0 | 0 | 0 | 0 | 0
[6 empty] | 0 | 0 | 0 | 0 | 0 | 0 | 0 | 0 | 0 | 0 | 0
[6 empty] | 0 | 0 | 0 | 0 | 0 | 0 | 0 | 0 | 0 | 0 | 0
[6 empty] | 0 | 0 | 0 | 0 | 0 | 0 | 0 | 0 | 0 | 0 | 0
[6 empty] | 0 | 0 | 0 | 0 | 0 | 0 | 0 | 0 | 0 | 0 | 0
[6 empty] | 0 | 0 | 0 | 0 | 0 | 0 | 0 | 0 | 0 | 0 | 0
[6 empty] | 0 | 0 | 0 | 0 | 0 | 0 | 0 | 0 | 0 | 0 | 0
[6 empty] | 0 | 0 | 0 | 0 | 0 | 0 | 0 | 0 | 0 | 0 | 0
[6 empty] | 0 | 0 | 0 | 0 | 0 | 0 | 0 | 0 | 0 | 0 | 0
[6 empty] | 0 | 0 | 0 | 0 | 0 | 0 | 0 | 0 | 0 | 0 | 0
[6 empty] | 0 | 0 | 0 | 0 | 0 | 0 | 0 | 0 | 0 | 0 | 0
[6 empty] | 0 | 0 | 0 | 0 | 0 | 0 | 0 | 0 | 0 | 0 | 0
[6 empty] | 0 | 0 | 0 | 0 | 0 | 0 | 0 | 0 | 0 | 0 | 0
[6 empty] | 0 | 0 | 0 | 0 | 0 | 0 | 0 | 0 | 0 | 0 | 0
[6 empty] | 0 | 0 | 0 | 0 | 0 | 0 | 0 | 0 | 0 | 0 | 0
[6 empty] | 0 | 0 | 0 | 0 | 0 | 0 | 0 | 0 | 0 | 0 | 0
[6 empty] | 0 | 0 | 0 | 0 | 0 | 0 | 0 | 0 | 0 | 0 | 0
[6 empty] | 0 | 0 | 0 | 0 | 0 | 0 | 0 | 0 | 0 | 0 | 0
[6 empty] | 0 | 0 | 0 | 0 | 0 | 0 | 0 | 0 | 0 | 0 | 0
[6 empty] | 0 | 0 | 0 | 0 | 0 | 0 | 0 | 0 | 0 | 0 | 0
[6 empty] | 0 | 0 | 0 | 0 | 0 | 0 | 0 | 0 | 0 | 0 | 0
[6 empty] | 0 | 0 | 0 | 0 | 0 | 0 | 0 | 0 | 0 | 0 | 0
[6 empty] | 0 | 0 | 0 | 0 | 0 | 0 | 0 | 0 | 0 | 0 | 0
[6 empty] | 0 | 0 | 0 | 0 | 0 | 0 | 0 | 0 | 0 | 0 | 0
[6 empty] | 0 | 0 | 0 | 0 | 0 | 0 | 0 | 0 | 0 | 0 | 0
[6 empty] | 0 | 0 | 0 | 0 | 0 | 0 | 0 | 0 | 0 | 0 | 0
[6 empty] | 0 | 0 | 0 | 0 | 0 | 0 | 0 | 0 | 0 | 0 | 0
[5 empty] | Gas Savings | 0 | 0 | 0 | 0 | 0 | 0 | 0 | 0 | 0 | -767 | -767
[5 empty] | Current | 2024-06-30 | 2025-06-30 | 2026-06-30 | 2027-06-30 | 2028-06-30 | 2029-06-30 | 2030-06-30 | 2031-06-30 | 2032-06-30 | 2033-06-30 | 2034-06-30 | 2035-06-30
|  |  |  | NABERS | 5.678 | 5.678 | 5.678 | 5.678 | 5.678 | 5.678 | 5.678 | 5.678 | 5.678 | 5.678 | 5.6144 | 5.6144
Formulas:
Base = [Base, row above]+365
Note on B70: [Threaded comment] Your version of Excel allows you to read this threaded comment; however, any edits to it will get removed if the file is opened in a newer version of Excel. Learn more: https://go.microsoft.com/fwlink/?linkid=870924 Comment: Boilers have had significant maintenance issues. Therefore are not expected to reach typical end of life of 20 years. This has been reflected in the 'estimated date of completion' for electrification projects.
Note on B72: [Threaded comment] Your version of Excel allows you to read this threaded comment; however, any edits to it will get removed if the file is opened in a newer version of Excel. Learn more: https://go.microsoft.com/fwlink/?linkid=870924 Comment: Assumption based upon 347 Kent St

## 179T-NR
Energy and Carbon Roadmap
179 Turbot Street
Asset Qualifier
Energy Consumption
Scope | Emission Source | SOURCE | UNIT COST | Units | BASE | CURRENT | FY25 | FY26 | FY27 | FY28 | FY29 | FY30 | FY31 | FY32 | FY33 | Reduction
QLD2 | Electricity Consumption | Black | 0.14431 | MWh | 894.807 | 894.807 | 894.807 | 894.807 | 894.807 | 853.807 | 853.807 | 853.807 | 853.807 | 853.807 | 853.807 | -4.582%
QLD2 | Annual Electricity Savings |  |  | MWh | 0 | 0 | 0 | 0 | 0 | -41 | -41 | -41 | -41 | -41 | -41 | -246
Scope 1 | Gas Consumption |  | 0 | GJ | 0 | 0 | 0 | 0 | 0 | 0 | 0 | 0 | 0 | 0 | 0 | #DIV/0!
Scope 1 | Annual Gas Savings |  |  | GJ | 0 | 0 | 0 | 0 | 0 | 0 | 0 | 0 | 0 | 0 | 0 | 0
Emissions profile
Scope | Emission Source |  |  | Units | BASE | CURRENT | FY25 | FY26 | FY27 | FY28 | FY29 | FY30 | FY31 | FY32 | FY33 | Reduction
QLD2 | Electricity - Renewable |  |  | t.CO2-e | 787.4302 | 393.7151 | 0 | 0 | 0 | 0 | 0 | 0 | 0 | 0 | 0 | 100%
Scope 1 | Gas |  |  | t.CO2-e | 0 | 0 | 0 | 0 | 0 | 0 | 0 | 0 | 0 | 0 | 0 | #DIV/0!
Scope 3 | Water, waste and Utility scope 3 |  |  | t.CO2-e | 97.8454 | 0 | 0 | 0 | 0 | 0 | 0 | 0 | 0 | 0 | 0 | 100%
|  |  |  | t.CO2-e | 885.2755 | 393.7151 | 0 | 0 | 0 | 0 | 0 | 0 | 0 | 0 | 0 | 100%
|  |  | Scope 1, 2, and 3 emissions | kg.CO2-e/m2 | 35.7196 | 15.8859 | 0 | 0 | 0 | 0 | 0 | 0 | 0 | 0 | 0
Net Zero Contribution
Scope | Emission Source |  |  | Units | BASE | CURRENT | FY25 | FY26 | FY27 | FY28 | FY29 | FY30 | FY31 | FY32 | FY33 | Reduction
Capital | Energy Efficiency |  |  | t.CO2-e | 0 | 0 | 0 | 0 | 0 | 19.762 | 18.655 | 17.589 | 16.564 | 15.662 | 15.088 | 103.32
QLD2 | Renewable Electricity |  |  | t.CO2-e | 0 | 393.7151 | 550.3063 | 486.775 | 457.2464 | 411.535 | 388.4822 | 366.2832 | 344.938 | 326.1543 | 314.201 | 4039.6364
Scope 1 | Gas Offsets |  |  | t.CO2-e | 0 | 0 | 0 | 0 | 0 | 0 | 0 | 0 | 0 | 0 | 0 | 0
Scope 1 | Electrification |  |  | t.CO2-e | 0 | 0 | 0 | 0 | 0 | 0 | 0 | 0 | 0 | 0 | 0 | 0
Scope 3 | Scope 3 Offsets |  |  | t.CO2-e | 0 | 89.571 | 81.2965 | 73.0221 | 64.7477 | 56.4733 | 48.1988 | 39.9244 | 31.65 | 23.3756 | 23.3756 | 531.6349
Scope 3 | Scope 3 |  |  | t.CO2-e | 97.8454 | 0 | 0 | 0 | 0 | 0 | 0 | 0 | 0 | 0 | 0 | 0
Scope 1 | Gas |  |  | t.CO2-e | 0 | 0 | 0 | 0 | 0 | 0 | 0 | 0 | 0 | 0 | 0 | 0
QLD2 | Grid Electricity |  |  | t.CO2-e | 787.4302 | 393.7151 | 0 | 0 | 0 | 0 | 0 | 0 | 0 | 0 | 0 | 393.7151
|  |  |  | t.CO2-e | 0 | 483.286 | 631.6028 | 559.7971 | 521.9941 | 487.7702 | 455.336 | 423.7966 | 393.152 | 365.1918 | 352.6645 | 4674.5913
Energy and Carbon Costs |  | NSW2
Scope | Emission Source |  |  |  | BASE | CURRENT | FY25 | FY26 | FY27 | FY28 | FY29 | FY30 | FY31 | FY32 | FY33 | TOTAL
BASELINE - Do nothing scenario
NSW2 | Electricity Consumption costs - do nothing scenario |  |  |  | 141048.53 | 167872.8607 | 173748.4109 | 179829.6053 | 186123.6414 | 192637.9689 | 199380.2978 | 206358.6082 | 247630.3299 | 256297.3914 | 265267.8001 | 2075146.9146
Scope 1 | Gas Consumption costs- do nothing scenario |  |  |  | 0 | 0 | 0 | 0 | 0 | 0 | 0 | 0 | 0 | 0 | 0 | 0
Scope 1 | Gas Offset Costs - ACCUs (Climate Active) | [5 empty] | 0 | 0 | 0 | 0 | 0 | 0 | 0 | 0 | 0 | 0
Scope 3 | Scope 3 offsets (from FY24) | [5 empty] | 4877.7922 | 4381.3267 | 3884.8611 | 3388.3956 | 2891.9301 | 2395.4645 | 1898.999 | 1402.5335 | 1402.5335 | 26523.8361
TOTAL COSTS |  |  |  | Total Cost | 141048.53 | 167872.8607 | 178626.2031 | 184210.9319 | 190008.5026 | 196026.3645 | 202272.2279 | 208754.0728 | 249529.3289 | 257699.9249 | 266670.3336 | 2101670.7507
|  |  |  | Cost/m2 | 5.6911 | 6.7734 | 7.2073 | 7.4327 | 7.6666 | 7.9094 | 8.1614 | 8.4229 | 10.0682 | 10.3978 | 10.7598
ENERGY AND CARBON ROADMAP - Implement NABERS Roadmap projects scenario
QLD2 | Electricity Consumption Costs |  |  |  | 141048.53 | 167872.8607 | 173748.4109 | 179829.6053 | 186123.6414 | 183811.3094 | 190244.7052 | 196903.2699 | 236283.9239 | 244553.8612 | 253113.2463 | 2012484.8341
Scope 1 | Gas Consumption costs |  |  |  | 0 | 0 | 0 | 0 | 0 | 0 | 0 | 0 | 0 | 0 | 0 | 0
Scope 1 | Gas Offset Costs - ACCUs (Climate Active) | [5 empty] | 0 | 0 | 0 | 0 | 0 | 0 | 0 | 0 | 0 | 0
Scope 3 | Scope 3 offsets (from FY24) - ACCUs | [5 empty] | 4877.7922 | 4381.3267 | 3884.8611 | 3388.3956 | 2891.9301 | 2395.4645 | 1898.999 | 1402.5335 | 1402.5335 | 26523.8361
TOTAL COSTS |  |  |  | Total Cost | 141048.53 | 167872.8607 | 178626.2031 | 184210.9319 | 190008.5026 | 187199.705 | 193136.6353 | 199298.7344 | 238182.9228 | 245956.3946 | 254515.7798 | 2039008.6702
|  |  |  | Cost/m2 | 5.6911 | 6.7734 | 7.2073 | 7.4327 | 7.6666 | 7.5532 | 7.7928 | 8.0414 | 9.6104 | 9.924 | 10.2694 | 82.2712
TOTAL SAVINGS |  |  |  | Savings | 0 | 0 | 0 | 0 | 0 | -8826.6595 | -9135.5926 | -9455.3383 | -11346.406 | -11743.5302 | -12154.5538 | -62662.0805
|  |  |  | Cost/m2 | 0 | 0 | 0 | 0 | 0 | -0.35614 | -0.36861 | -0.38151 | -0.45781 | -0.47384 | -0.49042 | -2.5283
CAPITAL COSTS - NABERS Roadmap
| All Identified Projects |  |  | TOTAL COSTS ($) |  | 25000 | 0 | 0 | 111550 | 0 | 0 | 0 | 0 | 0 | 0 | 136550
|  |  |  | TOTAL SAVINGS ($) | 0 | 0 | 0 | 0 | 0 | -8826.6595 | -9135.5926 | -9455.3383 | -11346.406 | -11743.5302 | -12154.5538 | -62662.0805
|  |  |  | TOTAL SAVINGS ($/m2 p.a.) | 0 | 0 | 0 | 0 | 0 | 0.35614 | 0.36861 | 0.38151 | 0.45781 | 0.47384 | 0.49042
NABERS Roadmap | [16 empty] | Notes and Summary Outcomes |  |  |  | ^ includes projects implemented in FY32
Current rating information |  | p4021 |  | Weighted Average | BASE | CURRENT | FY25 | FY26 | FY27 | FY28 | FY29 | FY30 | FY31 | FY32 | FY33 | TOTAL | ESG ROADMAP |  | ELECTRIFICATION PLAN |  | TENANT METERING
Last rating date |  | 2023-03-31 |  | 179 Turbot Street | 5.1172 | 5.1172 | 5.1172 | 5.1172 | 5.1172 | 5.1819 | 5.1819 | 5.1819 | 5.1819 | 5.1819 | 5.1819 | 0.064703 | Status | Complete | Status | not required | Status | Complete
State |  | QLD | [14 empty] | Total Cost | 711550 | Total Cost | 0 | Collection process | manual
NABERS Rating Type (Base/Whole) |  | Base | 2023 DATA | IOM | 5.2362 | 5.2411 | 5.2497 | 5.3201 | 5.3392 | 5.3755 | 5.3907 | 5.3929 | 5.4401 | 5.4606 | 5.493 | 0.25674 | Annual Savings | 12014.1212 | Progress by FY32 | 100% | NLA covered | 100%
Postcode |  | 4000 | [14 empty] | Est IRR | 2.251% | Est. 100% completion | already electric | Cost for automation | 0
Rated Area |  | 9828 | [14 empty] | NABERS Improvement | 0.064703 |  |  | ETA 100% coverage | Complete
Rated Hours |  | 51 | [14 empty] | FY32 NABERS | 5.1819 |  |  | Tenant spec. data | 100%
Electricity Consumption (MWh) |  | 894.807 | -12.4% | [13 empty] | FY33 NABERS^ | 5.1819
Gas Consumption (GJ) |  | 0 | [14 empty] | Total Electricity Reduction | -12.4%
NABERS Benchmark Factor |  | 67 | -3.436% | [13 empty] | Total Gas Reduction | n/a
| Current NABERS Energy Rating: | 5.1172
Identified Projects | [5 empty] | 2024-06-30 | 2025-06-30 | 2026-06-30 | 2027-06-30 | 2028-06-30 | 2029-06-30 | 2030-06-30 | 2031-06-30 | 2032-06-30 | 2033-06-30 | 2034-06-30 | Project Classifications
Job Number | Job Description | Predicted Reduction (MWh) | Predicted Reduction (MJ) | Estimated completion date | Total Expected Cost ($) | CURRENT | FY25 | FY26 | FY27 | FY28 | FY29 | FY30 | FY31 | FY32 | FY33 | YR 11 - 20 | Efficiency | Electrification | GRESB | NABERS | Est IRR | Opex | Life-cycle
| Optimised Start-up Control for HVAC systems | -28 |  | 2027-03-31 | 6250 | 0 | 0 | 0 | 6250 | 0 | 0 | 0 | 0 | 0 | 0 | 0 | Yes |  |  | 0.086206 | 64.65%
| Optimise chilled water plant controls | 0 |  | 2027-03-31 | 12500 | 0 | 0 | 0 | 12500 | 0 | 0 | 0 | 0 | 0 | 0 | 0 | Yes |  |  | 0 | 0%
| Back-of-House LED lighting upgrades | -10 |  | 2027-03-31 | 42800 | 0 | 0 | 0 | 42800 | 0 | 0 | 0 | 0 | 0 | 0 | 0 | Yes |  |  | 0.030788 | 3.372%
| Solar PV | 0 |  | 2027-03-31 | 12500 | 0 | 0 | 0 | 12500 | 0 | 0 | 0 | 0 | 0 | 0 | 0 | Yes |  |  | 0 | 0%
| DHW Heat Pump Replacement | -3 |  | 2027-03-31 | 37500 | 0 | 0 | 0 | 37500 | 0 | 0 | 0 | 0 | 0 | 0 | 0 | Yes |  |  | 0.0092364 | 1.155%
| Chiller Replacement | -70 |  | 2035-03-31 | 575000 | 0 | 0 | 0 | 0 | 0 | 0 | 0 | 0 | 0 | 0 | 0 | Yes |  |  | 0.21552 | 1.757%
| Cooling Tower TDS Bleed Control |  |  |  | 12500 | 12500 | 0 | 0 | 0 | 0 | 0 | 0 | 0 | 0 | 0 | 0 | Yes |  |  | 0 | 0%
| Connection of existing rainwater system to toilet flushing |  |  |  | 0 | 0 | 0 | 0 | 0 | 0 | 0 | 0 | 0 | 0 | 0 | 0 | Yes |  |  | 0
| Water Metering and leak detection |  |  |  | 12500 | 12500 | 0 | 0 | 0 | 0 | 0 | 0 | 0 | 0 | 0 | 0 | Yes |  |  | 0 | 0%
| Shower and Toilet Water Efficiency | [18 empty] | #DIV/0! | bar: 2034-06-30
#DIV/0! | bar: 2034-06-30
#DIV/0! | bar: 2034-06-30
#DIV/0! | bar: 2034-06-30
#DIV/0! | bar: 2034-06-30
#DIV/0! | bar: 2034-06-30
#DIV/0! | bar: 2034-06-30
#DIV/0! | bar: 2034-06-30
#DIV/0! | bar: 2034-06-30
#DIV/0! | bar: 2034-06-30
#DIV/0! | bar: 2034-06-30
#DIV/0!
|  | -111 | 0 |  | 711550 | 25000 | 0 | 0 | 111550 | 0 | 0 | 0 | 0 | 0 | 0 | 0 | 711550 | 0 | 0 | #DIV/0! | 2.251% | 0 | 0
#NAME?
[17 empty] | MWh saved in FY13 | 83.25
[17 empty] | Current Rating: | 5.2286
[17 empty] | Expected Rating at 31/3/2024: | 5.1172
[17 empty] | Expected Rating at 31/3/2025: | 5.1172
[17 empty] | Expected Rating at 31/3/2026: | 5.1172 | [7 empty] | 5.1819 | 0 | 0 | 0 | 0
[17 empty] | Expected Rating at 31/3/2027: | 5.1172
[17 empty] | Expected Rating at 31/3/2028: | 5.1819
[17 empty] | Expected Rating at 31/3/2029: | 5.1819
[17 empty] | Expected Rating at 31/3/2030: | 5.1819
[17 empty] | Expected Rating at 31/3/2031: | 5.1819
[17 empty] | Expected Rating at 31/3/2032: | 5.1819
[17 empty] | Expected Rating at 31/3/2033: | 5.1819
[38 empty] | Stars | NSW (2000) | VIC (3000) | QLD (4000) | SA (5000) | WA (6000) |  | Stars | NSW (2000) | VIC (3000) | QLD (4000) | SA (5000) | WA (6000) | Stars | Intensity | Unit | base + diff |  | Base | Whole Building
[38 empty] | 6 | 34.795 | 42.145 | 35.585 | 20.915 | 26.98 |  | 6 | 64.76 | 69.5 | 59.815 | 33.69 | 44.87 | 6 | 35.585 | kg/m2 |  |  | 35.585 | 59.815
[25 empty] | PLEASE DO NOT CHANGE ANYTHING IN THE CELLS IN THIS SECTION OF THE CALCULATOR | [12 empty] | 5.5 | 52.1925 | 63.2175 | 53.3775 | 31.3725 | 40.47 |  | 5.5 | 97.14 | 104.25 | 89.7225 | 50.535 | 67.305 | 5.5 | 53.3775 | kg/m2 |  |  | 53.3775 | 89.7225 |  |  | Elec (kg/MWh) | Gas (kG/GJ)
[37 empty] | Base Building | 5 | 69.59 | 84.29 | 71.17 | 41.83 | 53.96 | Whole Building | 5 | 129.52 | 139 | 119.63 | 67.38 | 89.74 | 5 | 71.17 | kg/m2 | 71.17 |  | 71.17 | 119.63 |  | ACT | 810 | 51.33 | 2000 |  |  |  |  | Economy Cycle | Identified only | All |  | NLA: | 9828 | m2 | Emissions/m2 | 73.7478
[19 empty] | 152 | Cost/MWh | [17 empty] | 4.5 | 84.92 | 101.75 | 80.29 | 51.46 | 62.39 |  | 4.5 | 158.69 | 166.57 | 142.47 | 84.06 | 105.77 | 4.5 | 80.29 | kg/m2 | 9.12 |  | 80.29 | 142.47 |  | NSW | 810 | 51.33 | 2000 |  | 13.3553 | El - converter | 67 | BMS | Business case written | Summer |  | Current ABGR rating (w'out GP): | 5.2286 | stars | t.CO2 | 724793.67
[38 empty] | 4 | 100.25 | 120.31 | 89.42 | 61.1 | 70.83 |  | 4 | 187.86 | 194.15 | 165.3 | 100.73 | 121.79 | 4 | 89.42 | kg/m2 | 9.13 |  | 89.42 | 165.3 |  | QLD | 810 | 51.33 | 3000 |  | #DIV/0! | Gas - converter | 0 | HVAC | Approved to implement | Winter |  | ABGR Electricity intensity: | 67 | kg/m2 | Electrical emissions | 724793.67
[38 empty] | 3.5 | 115.57 | 138.88 | 98.54 | 70.74 | 79.26 |  | 3.5 | 217.04 | 221.73 | 188.13 | 117.41 | 137.82 | 3.5 | 98.54 | kg/m2 | 9.12 |  | 98.54 | 188.13 |  | SA | 770 | 51.33 | 4000 |  |  |  |  | Chillers | Rejected, do not persue | Shoulder |  | Current NABERS Water rating: |  | stars | Gas emissions | 0
[38 empty] | 3 | 130.9 | 157.45 | 107.66 | 80.38 | 87.69 |  | 3 | 246.21 | 249.31 | 210.96 | 134.09 | 153.85 | 3 | 107.66 | kg/m2 | 9.12 |  | 107.66 | 210.96 |  | VIC | 980 | 51.33 | 5000 |  | 0.152 |  |  | VSDs | Rejected but reconsider |  |  | Energy performance tracking | Consumption | Unit |  | 72.3018
[38 empty] | 2.5 | 146.23 | 176.01 | 116.79 | 90.02 | 96.12 |  | 2.5 | 275.38 | 276.89 | 233.79 | 150.77 | 169.87 | 2.5 | 116.79 | kg/m2 | 9.13 |  | 116.79 | 233.79 |  | WA | 680 | 51.33 | 6000 |  |  |  |  | Lighting replacement and controls | Complete |  |  | Current Electricity Consumption: | 894.807 | MWh |  |  | 5.2286
[21 empty] | Average Electricity Price ($/kWh): | 0.152 | [15 empty] | 2 | 161.56 | 194.58 | 125.91 | 99.65 | 104.55 |  | 2 | 304.55 | 304.47 | 256.62 | 167.44 | 185.9 | 2 | 125.91 | kg/m2 | 9.12 |  | 125.91 | 256.62 | [9 empty] | Condensor water loop |  |  |  | Current Gas Consumption | 0 | GJ |  | 0
[38 empty] | 1.5 | 176.89 | 213.15 | 135.04 | 109.29 | 112.98 |  | 1.5 | 333.72 | 332.05 | 279.45 | 184.12 | 201.92 | 1.5 | 135.04 | kg/m2 | 9.13 |  | 135.04 | 279.45 | [9 empty] | CO/CO2 sensors |  |  |  | ABGR Gas Intensity | 0
[21 empty] | Rating benefit calulator | [16 empty] | 1 | 192.21 | 231.71 | 144.16 | 118.93 | 121.42 |  | 1 | 362.89 | 359.62 | 302.28 | 200.8 | 217.95 | 1 | 144.16 | kg/m2 | 9.12 |  | 144.16 | 302.28 | [9 empty] | Submetering |  |  |  |  | 67
[39 empty] | NSW | VIC | QLD | SA | WA |  |  | NSW | VIC | QLD | SA | WA | [16 empty] | Cooling Tower
[6 empty] | 2024-06-30 | 2025-06-30 | 2026-06-30 | 2027-06-30 | 2028-06-30 | 2029-06-30 | 2030-06-30 | 2031-06-30 | 2032-06-30 | 2033-06-30 | 2034-06-30 | [5 empty] | Savings | Payback | + stars | kg/m2 | 2024-03-31 | 2025-03-31 | 2026-03-31 | 2027-03-31 | 2028-03-31 | 2029-03-31 | 2030-03-31 | 2031-03-31 | 2032-03-31 | 2033-03-31 | 2034-03-31 | full year saving for business case |  | capex | opex | [14 empty] | 80.29 | Stars | 71.17 | 9.12 | 9.13 | 9.12 | 9.12 | 9.13 | 9.12 | 9.13 | 9.12 |  |  |  |  | Lift | [7 empty] | Base | Whole Building
[6 empty] | 0 | 0 | 0 | 0 | -28 | -28 | -28 | -28 | -28 | -28 | -28 | [5 empty] | 0 | #DIV/0! | 0 | 0 | 0 | 0 | 0 | 0 | 0 | 0 | 0 | 0 | 0 | 0 | 0 | 0 | 0 | 0 | 0 | [14 empty] | 80.29 | Current | 67 | [12 empty] | Hot Water
[6 empty] | 0 | 0 | 0 | 0 | 0 | 0 | 0 | 0 | 0 | 0 | 0 | [5 empty] | -4256 | 1.4685 | -0.11494 | -2.0965 | 0 | 0 | 0 | 0 | -2.0965 | -2.0965 | -2.0965 | -2.0965 | -2.0965 | -2.0965 | -2.0965 | -28 | 0 | 6250 | 0 | [14 empty] | 80.29 | 2025-03-31 | 67 | [12 empty] | Renewables | [6 empty] | Stars | QLD | QLD | Stars | (to invert)
[6 empty] | 0 | 0 | 0 | 0 | -10 | -10 | -10 | -10 | -10 | -10 | -10 | [5 empty] | 0 | #DIV/0! | 0 | 0 | 0 | 0 | 0 | 0 | 0 | 0 | 0 | 0 | 0 | 0 | 0 | 0 | 0 | 12500 | 0 | [14 empty] | 80.29 | 2026-03-31 | 67 | [12 empty] | Other | [6 empty] | 1 | 144.16 | 302.28 | 5 | 71.17 | 119.63
[6 empty] | 0 | 0 | 0 | 0 | 0 | 0 | 0 | 0 | 0 | 0 | 0 | [5 empty] | -1520 | 28.1579 | -0.041051 | -0.74876 | 0 | 0 | 0 | 0 | -0.74876 | -0.74876 | -0.74876 | -0.74876 | -0.74876 | -0.74876 | -0.74876 | -10 | 0 | 42800 | 0 | [14 empty] | 80.29 | 2027-03-31 | 67 | [19 empty] | 1.5 | 135.04 | 279.45 | 4.5 | 80.29 | 142.47
[6 empty] | 0 | 0 | 0 | 0 | -3 | -3 | -3 | -3 | -3 | -3 | -3 | [5 empty] | 0 | #DIV/0! | 0 | 0 | 0 | 0 | 0 | 0 | 0 | 0 | 0 | 0 | 0 | 0 | 0 | 0 | 0 | 12500 | 0 | [14 empty] | 80.29 | 2028-03-30 | 64.6975 | [19 empty] | 2 | 125.91 | 256.62 | 4 | 89.42 | 165.3
[6 empty] | 0 | 0 | 0 | 0 | 0 | 0 | 0 | 0 | 0 | 0 | 0 | [5 empty] | -456 | 82.2368 | -0.012315 | -0.22463 | 0 | 0 | 0 | 0 | -0.22463 | -0.22463 | -0.22463 | -0.22463 | -0.22463 | -0.22463 | -0.22463 | -3 | 0 | 37500 | 0 | [14 empty] | 80.29 | 2029-03-30 | 64.6975 | [19 empty] | 2.5 | 116.79 | 233.79 | 3.5 | 98.54 | 188.13
[6 empty] | 0 | 0 | 0 | 0 | 0 | 0 | 0 | 0 | 0 | 0 | 0 | [5 empty] | -10640 | 54.0414 | -0.28735 | -5.2414 | 0 | 0 | 0 | 0 | 0 | 0 | 0 | 0 | 0 | 0 | 0 | -70 | 0 | 575000 | 0 | [14 empty] | 80.29 | 2030-03-30 | 64.6975 | [19 empty] | 3 | 107.66 | 210.96 | 3 | 107.66 | 210.96
[6 empty] | 0 | 0 | 0 | 0 | 0 | 0 | 0 | 0 | 0 | 0 | 0 | [5 empty] | 0 | #DIV/0! | 0 | 0 | 0 | 0 | 0 | 0 | 0 | 0 | 0 | 0 | 0 | 0 | 0 | 0 | 0 | 12500 | 0 | [14 empty] | 80.29 | 2031-03-30 | 64.6975 | [19 empty] | 3.5 | 98.54 | 188.13 | 2.5 | 116.79 | 233.79
[6 empty] | 0 | 0 | 0 | 0 | 0 | 0 | 0 | 0 | 0 | 0 | 0 | [5 empty] | 0 | #DIV/0! | 0 | 0 | 0 | 0 | 0 | 0 | 0 | 0 | 0 | 0 | 0 | 0 | 0 | 0 | 0 | 0 | 0 | [14 empty] | 80.29 | 2032-03-29 | 64.6975 | [19 empty] | 4 | 89.42 | 165.3 | 2 | 125.91 | 256.62
[6 empty] | 0 | 0 | 0 | 0 | 0 | 0 | 0 | 0 | 0 | 0 | 0 | [5 empty] | 0 | #DIV/0! | 0 | 0 | 0 | 0 | 0 | 0 | 0 | 0 | 0 | 0 | 0 | 0 | 0 | 0 | 0 | 12500 | 0 | [14 empty] | 80.29 | 2033-03-29 | 64.6975 | [19 empty] | 4.5 | 80.29 | 142.47 | 1.5 | 135.04 | 279.45
[6 empty] | 0 | 0 | 0 | 0 | 0 | 0 | 0 | 0 | 0 | 0 | 0 | [5 empty] | 0 | #DIV/0! | 0 | 0 | 0 | 0 | 0 | 0 | 0 | 0 | 0 | 0 | 0 | 0 | 0 | 0 | 0 | 0 | 0 | [36 empty] | 5 | 71.17 | 119.63 | 1 | 144.16 | 302.28
[6 empty] | 0 | 0 | 0 | 0 | 0 | 0 | 0 | 0 | 0 | 0 | 0 | [5 empty] | 0 | #DIV/0! | 0 | 0 | 0 | 0 | 0 | 0 | 0 | 0 | 0 | 0 | 0 | 0 | 0 | 0 | 0 | 0 | 0
[6 empty] | 0 | 0 | 0 | 0 | 0 | 0 | 0 | 0 | 0 | 0 | 0 | [5 empty] | 0 | #DIV/0! | 0 | 0 | 0 | 0 | 0 | 0 | 0 | 0 | 0 | 0 | 0 | 0 | 0 | 0 | 0 | 0 | 0
[6 empty] | 0 | 0 | 0 | 0 | 0 | 0 | 0 | 0 | 0 | 0 | 0 | [5 empty] | 0 | #DIV/0! | 0 | 0 | 0 | 0 | 0 | 0 | 0 | 0 | 0 | 0 | 0 | 0 | 0 | 0 | 0 | 0 | 0
[6 empty] | 0 | 0 | 0 | 0 | 0 | 0 | 0 | 0 | 0 | 0 | 0 | [5 empty] | 0 | #DIV/0! | 0 | 0 | 0 | 0 | 0 | 0 | 0 | 0 | 0 | 0 | 0 | 0 | 0 | 0 | 0 | 0 | 0
[6 empty] | 0 | 0 | 0 | 0 | 0 | 0 | 0 | 0 | 0 | 0 | 0 | [5 empty] | 0 | #DIV/0! | 0 | 0 | 0 | 0 | 0 | 0 | 0 | 0 | 0 | 0 | 0 | 0 | 0 | 0 | 0 | 0 | 0
[6 empty] | 0 | 0 | 0 | 0 | 0 | 0 | 0 | 0 | 0 | 0 | 0 | [5 empty] | 0 | #DIV/0! | 0 | 0 | 0 | 0 | 0 | 0 | 0 | 0 | 0 | 0 | 0 | 0 | 0 | 0 | 0 | 0 | 0
[6 empty] | 0 | 0 | 0 | 0 | 0 | 0 | 0 | 0 | 0 | 0 | 0 | [5 empty] | 0 | #DIV/0! | 0 | 0 | 0 | 0 | 0 | 0 | 0 | 0 | 0 | 0 | 0 | 0 | 0 | 0 | 0 | 0 | 0
[6 empty] | 0 | 0 | 0 | 0 | 0 | 0 | 0 | 0 | 0 | 0 | 0 | [5 empty] | 0 | #DIV/0! | 0 | 0 | 0 | 0 | 0 | 0 | 0 | 0 | 0 | 0 | 0 | 0 | 0 | 0 | 0 | 0 | 0
[6 empty] | 0 | 0 | 0 | 0 | 0 | 0 | 0 | 0 | 0 | 0 | 0 | [5 empty] | 0 | #DIV/0! | 0 | 0 | 0 | 0 | 0 | 0 | 0 | 0 | 0 | 0 | 0 | 0 | 0 | 0 | 0 | 0 | 0
[6 empty] | 0 | 0 | 0 | 0 | 0 | 0 | 0 | 0 | 0 | 0 | 0 | [5 empty] | 0 | #DIV/0! | 0 | 0 | 0 | 0 | 0 | 0 | 0 | 0 | 0 | 0 | 0 | 0 | 0 | 0 | 0 | 0 | 0
[6 empty] | 0 | 0 | 0 | 0 | 0 | 0 | 0 | 0 | 0 | 0 | 0 | [5 empty] | 0 | #DIV/0! | 0 | 0 | 0 | 0 | 0 | 0 | 0 | 0 | 0 | 0 | 0 | 0 | 0 | 0 | 0 | 0 | 0
[6 empty] | 0 | 0 | 0 | 0 | 0 | 0 | 0 | 0 | 0 | 0 | 0 | [5 empty] | 0 | #DIV/0! | 0 | 0 | 0 | 0 | 0 | 0 | 0 | 0 | 0 | 0 | 0 | 0 | 0 | 0 | 0 | 0 | 0
[6 empty] | 0 | 0 | 0 | 0 | 0 | 0 | 0 | 0 | 0 | 0 | 0 | [5 empty] | 0 | #DIV/0! | 0 | 0 | 0 | 0 | 0 | 0 | 0 | 0 | 0 | 0 | 0 | 0 | 0 | 0 | 0 | 0 | 0
[6 empty] | 0 | 0 | 0 | 0 | 0 | 0 | 0 | 0 | 0 | 0 | 0 | [5 empty] | 0 | #DIV/0! | 0 | 0 | 0 | 0 | 0 | 0 | 0 | 0 | 0 | 0 | 0 | 0 | 0 | 0 | 0 | 0 | 0
[6 empty] | 0 | 0 | 0 | 0 | 0 | 0 | 0 | 0 | 0 | 0 | 0 | [5 empty] | 0 | #DIV/0! | 0 | 0 | 0 | 0 | 0 | 0 | 0 | 0 | 0 | 0 | 0 | 0 | 0 | 0 | 0 | 0 | 0
[6 empty] | 0 | 0 | 0 | 0 | 0 | 0 | 0 | 0 | 0 | 0 | 0 | [5 empty] | 0 | #DIV/0! | 0 | 0 | 0 | 0 | 0 | 0 | 0 | 0 | 0 | 0 | 0 | 0 | 0 | 0 | 0 | 0 | 0
[6 empty] | 0 | 0 | 0 | 0 | 0 | 0 | 0 | 0 | 0 | 0 | 0 | [5 empty] | 0 | #DIV/0! | 0 | 0 | 0 | 0 | 0 | 0 | 0 | 0 | 0 | 0 | 0 | 0 | 0 | 0 | 0 | 0 | 0
[6 empty] | 0 | 0 | 0 | 0 | 0 | 0 | 0 | 0 | 0 | 0 | 0 | [5 empty] | 0 | #DIV/0! | 0 | 0 | 0 | 0 | 0 | 0 | 0 | 0 | 0 | 0 | 0 | 0 | 0 | 0 | 0 | 0 | 0
[6 empty] | 0 | 0 | 0 | 0 | 0 | 0 | 0 | 0 | 0 | 0 | 0 | [5 empty] | 0 | #DIV/0! | 0 | 0 | 0 | 0 | 0 | 0 | 0 | 0 | 0 | 0 | 0 | 0 | 0 | 0 | 0 | 0 | 0
[6 empty] | 0 | 0 | 0 | 0 | 0 | 0 | 0 | 0 | 0 | 0 | 0 | [5 empty] | 0 | #DIV/0! | 0 | 0 | 0 | 0 | 0 | 0 | 0 | 0 | 0 | 0 | 0 | 0 | 0 | 0 | 0 | 0 | 0
[6 empty] | 0 | 0 | 0 | 0 | 0 | 0 | 0 | 0 | 0 | 0 | 0 | [5 empty] | 0 | #DIV/0! | 0 | 0 | 0 | 0 | 0 | 0 | 0 | 0 | 0 | 0 | 0 | 0 | 0 | 0 | 0 | 0 | 0
[6 empty] | 0 | 0 | 0 | 0 | 0 | 0 | 0 | 0 | 0 | 0 | 0 | [5 empty] | 0 | #DIV/0! | 0 | 0 | 0 | 0 | 0 | 0 | 0 | 0 | 0 | 0 | 0 | 0 | 0 | 0 | 0 | 0 | 0
[6 empty] | 0 | 0 | 0 | 0 | 0 | 0 | 0 | 0 | 0 | 0 | 0 | [5 empty] | 0 | #DIV/0! | 0 | 0 | 0 | 0 | 0 | 0 | 0 | 0 | 0 | 0 | 0 | 0 | 0 | 0 | 0 | 0 | 0
[6 empty] | 0 | 0 | 0 | 0 | 0 | 0 | 0 | 0 | 0 | 0 | 0 | [5 empty] | 0 | #DIV/0! | 0 | 0 | 0 | 0 | 0 | 0 | 0 | 0 | 0 | 0 | 0 | 0 | 0 | 0 | 0 | 0 | 0
[6 empty] | 0 | 0 | 0 | 0 | 0 | 0 | 0 | 0 | 0 | 0 | 0 | [5 empty] | 0 | #DIV/0! | 0 | 0 | 0 | 0 | 0 | 0 | 0 | 0 | 0 | 0 | 0 | 0 | 0 | 0 | 0 | 0 | 0
[6 empty] | 0 | 0 | 0 | 0 | 0 | 0 | 0 | 0 | 0 | 0 | 0 | [5 empty] | 0 | #DIV/0! | 0 | 0 | 0 | 0 | 0 | 0 | 0 | 0 | 0 | 0 | 0 | 0 | 0 | 0 | 0 | 0 | 0
[6 empty] | 0 | 0 | 0 | 0 | 0 | 0 | 0 | 0 | 0 | 0 | 0 | [5 empty] | 0 | #DIV/0! | 0 | 0 | 0 | 0 | 0 | 0 | 0 | 0 | 0 | 0 | 0 | 0 | 0 | 0 | 0 | 0 | 0
[6 empty] | 0 | 0 | 0 | 0 | 0 | 0 | 0 | 0 | 0 | 0 | 0 | [5 empty] | 0 | #DIV/0! | 0 | 0 | 0 | 0 | 0 | 0 | 0 | 0 | 0 | 0 | 0 | 0 | 0 | 0 | 0 | 0 | 0
[6 empty] | 0 | 0 | 0 | 0 | 0 | 0 | 0 | 0 | 0 | 0 | 0 | [5 empty] | 0 | #DIV/0! | 0 | 0 | 0 | 0 | 0 | 0 | 0 | 0 | 0 | 0 | 0 | 0 | 0 | 0 | 0 | 0 | 0
[6 empty] | 0 | 0 | 0 | 0 | 0 | 0 | 0 | 0 | 0 | 0 | 0 | [5 empty] | 0 | #DIV/0! | 0 | 0 | 0 | 0 | 0 | 0 | 0 | 0 | 0 | 0 | 0 | 0 | 0 | 0 | 0 | 0 | 0
[6 empty] | 0 | 0 | 0 | 0 | 0 | 0 | 0 | 0 | 0 | 0 | 0 | [5 empty] | 0 | #DIV/0! | 0 | 0 | 0 | 0 | 0 | 0 | 0 | 0 | 0 | 0 | 0 | 0 | 0 | 0 | 0 | 0 | 0
[6 empty] | 0 | 0 | 0 | 0 | 0 | 0 | 0 | 0 | 0 | 0 | 0 | [5 empty] | 0 | #DIV/0! | 0 | 0 | 0 | 0 | 0 | 0 | 0 | 0 | 0 | 0 | 0 | 0 | 0 | 0 | 0 | 0 | 0
[22 empty] | 0 | #DIV/0! | 0 | 0 | 0 | 0 | 0 | 0 | 0 | 0 | 0 | 0 | 0 | 0 | 0 | 0 | 0 | 0 | 0
[22 empty] | 0 | #DIV/0! | 0 | 0 | 0 | 0 | 0 | 0 | 0 | 0 | 0 | 0 | 0 | 0 | 0 | 0 | 0 | 0 | 0
[23 empty] | #DIV/0! | 0 | 0 | 0 | 0 | 0 | 0 | 0 | 0 | 0 | 0 | 0 | 0 | 0 | 0 | 0 | 0 | 0
[23 empty] | #DIV/0! | 0 | 0 | 0 | 0 | 0 | 0 | 0 | 0 | 0 | 0 | 0 | 0 | 0 | 0 | 0 | 0 | 0
[5 empty] | Electricity savings | 0 | 0 | 0 | 0 | -41 | -41 | -41 | -41 | -41 | -41 | -41 | [6 empty] | #DIV/0! | TOTAL |  | 0 | 0 | 0 | 0 | -2.3025 | -2.3025 | -2.3025 | -2.3025 | -2.3025 | -2.3025 | -2.3025 | -83.25 | 0 | 711550 | 0
[24 empty] | FY Performance | 67 | 67 | 67 | 67 | 67 | 64.6975 | 64.6975 | 64.6975 | 64.6975 | 64.6975 | 64.6975 | 64.6975
[24 empty] | Star Rating | 5.1172 | 5.1172 | 5.1172 | 5.1172 | 5.1172 | 5.1819 | 5.1819 | 5.1819 | 5.1819 | 5.1819 | 5.1819 | 5.1819
[6 empty] | 0 | 0 | 0 | 0 | 0 | 0 | 0 | 0 | 0 | 0 | 0
[6 empty] | 0 | 0 | 0 | 0 | 0 | 0 | 0 | 0 | 0 | 0 | 0
[6 empty] | 0 | 0 | 0 | 0 | 0 | 0 | 0 | 0 | 0 | 0 | 0
[6 empty] | 0 | 0 | 0 | 0 | 0 | 0 | 0 | 0 | 0 | 0 | 0
[6 empty] | 0 | 0 | 0 | 0 | 0 | 0 | 0 | 0 | 0 | 0 | 0
[6 empty] | 0 | 0 | 0 | 0 | 0 | 0 | 0 | 0 | 0 | 0 | 0 | [9 empty] | 711550 | 0
[6 empty] | 0 | 0 | 0 | 0 | 0 | 0 | 0 | 0 | 0 | 0 | 0 | [9 empty] | 960592.5 | 0
[6 empty] | 0 | 0 | 0 | 0 | 0 | 0 | 0 | 0 | 0 | 0 | 0
[6 empty] | 0 | 0 | 0 | 0 | 0 | 0 | 0 | 0 | 0 | 0 | 0
[6 empty] | 0 | 0 | 0 | 0 | 0 | 0 | 0 | 0 | 0 | 0 | 0
[6 empty] | 0 | 0 | 0 | 0 | 0 | 0 | 0 | 0 | 0 | 0 | 0
[6 empty] | 0 | 0 | 0 | 0 | 0 | 0 | 0 | 0 | 0 | 0 | 0
[6 empty] | 0 | 0 | 0 | 0 | 0 | 0 | 0 | 0 | 0 | 0 | 0
[6 empty] | 0 | 0 | 0 | 0 | 0 | 0 | 0 | 0 | 0 | 0 | 0
[6 empty] | 0 | 0 | 0 | 0 | 0 | 0 | 0 | 0 | 0 | 0 | 0
[6 empty] | 0 | 0 | 0 | 0 | 0 | 0 | 0 | 0 | 0 | 0 | 0
[6 empty] | 0 | 0 | 0 | 0 | 0 | 0 | 0 | 0 | 0 | 0 | 0
[6 empty] | 0 | 0 | 0 | 0 | 0 | 0 | 0 | 0 | 0 | 0 | 0
[6 empty] | 0 | 0 | 0 | 0 | 0 | 0 | 0 | 0 | 0 | 0 | 0
[6 empty] | 0 | 0 | 0 | 0 | 0 | 0 | 0 | 0 | 0 | 0 | 0
[6 empty] | 0 | 0 | 0 | 0 | 0 | 0 | 0 | 0 | 0 | 0 | 0
[6 empty] | 0 | 0 | 0 | 0 | 0 | 0 | 0 | 0 | 0 | 0 | 0
[6 empty] | 0 | 0 | 0 | 0 | 0 | 0 | 0 | 0 | 0 | 0 | 0
[6 empty] | 0 | 0 | 0 | 0 | 0 | 0 | 0 | 0 | 0 | 0 | 0
[6 empty] | 0 | 0 | 0 | 0 | 0 | 0 | 0 | 0 | 0 | 0 | 0
[6 empty] | 0 | 0 | 0 | 0 | 0 | 0 | 0 | 0 | 0 | 0 | 0
[6 empty] | 0 | 0 | 0 | 0 | 0 | 0 | 0 | 0 | 0 | 0 | 0
[6 empty] | 0 | 0 | 0 | 0 | 0 | 0 | 0 | 0 | 0 | 0 | 0
[6 empty] | 0 | 0 | 0 | 0 | 0 | 0 | 0 | 0 | 0 | 0 | 0
[6 empty] | 0 | 0 | 0 | 0 | 0 | 0 | 0 | 0 | 0 | 0 | 0
[6 empty] | 0 | 0 | 0 | 0 | 0 | 0 | 0 | 0 | 0 | 0 | 0
[6 empty] | 0 | 0 | 0 | 0 | 0 | 0 | 0 | 0 | 0 | 0 | 0
[6 empty] | 0 | 0 | 0 | 0 | 0 | 0 | 0 | 0 | 0 | 0 | 0
[6 empty] | 0 | 0 | 0 | 0 | 0 | 0 | 0 | 0 | 0 | 0 | 0
[6 empty] | 0 | 0 | 0 | 0 | 0 | 0 | 0 | 0 | 0 | 0 | 0
[6 empty] | 0 | 0 | 0 | 0 | 0 | 0 | 0 | 0 | 0 | 0 | 0
[6 empty] | 0 | 0 | 0 | 0 | 0 | 0 | 0 | 0 | 0 | 0 | 0
[6 empty] | 0 | 0 | 0 | 0 | 0 | 0 | 0 | 0 | 0 | 0 | 0
[6 empty] | 0 | 0 | 0 | 0 | 0 | 0 | 0 | 0 | 0 | 0 | 0
[6 empty] | 0 | 0 | 0 | 0 | 0 | 0 | 0 | 0 | 0 | 0 | 0
[6 empty] | 0 | 0 | 0 | 0 | 0 | 0 | 0 | 0 | 0 | 0 | 0
[6 empty] | 0 | 0 | 0 | 0 | 0 | 0 | 0 | 0 | 0 | 0 | 0
[6 empty] | 0 | 0 | 0 | 0 | 0 | 0 | 0 | 0 | 0 | 0 | 0
[6 empty] | 0 | 0 | 0 | 0 | 0 | 0 | 0 | 0 | 0 | 0 | 0
[6 empty] | 0 | 0 | 0 | 0 | 0 | 0 | 0 | 0 | 0 | 0 | 0
[6 empty] | 0 | 0 | 0 | 0 | 0 | 0 | 0 | 0 | 0 | 0 | 0
[5 empty] | Gas Savings | 0 | 0 | 0 | 0 | 0 | 0 | 0 | 0 | 0 | 0 | 0
[5 empty] | Current | 2024-06-30 | 2025-06-30 | 2026-06-30 | 2027-06-30 | 2028-06-30 | 2029-06-30 | 2030-06-30 | 2031-06-30 | 2032-06-30 | 2033-06-30 | 2034-06-30 | 2035-06-30
|  |  |  | NABERS | 5.1172 | 5.1172 | 5.1172 | 5.1172 | 5.1172 | 5.1819 | 5.1819 | 5.1819 | 5.1819 | 5.1819 | 5.1819 | 5.1819
Formulas:
Base = [Base, row above]+365

## 201K-NR
Energy and Carbon Roadmap
201 Kent Street
Asset Qualifier
Energy Consumption
Scope | Emission Source | SOURCE | UNIT COST | Units | BASE | CURRENT | FY25 | FY26 | FY27 | FY28 | FY29 | FY30 | FY31 | FY32 | FY33 | Reduction
NSW2 | Electricity Consumption | Renewables | 0.25418 | MWh | 1521.712 | 1491.712 | 1491.712 | 1016.712 | 1016.712 | 991.712 | 991.712 | 991.712 | 961.712 | 201.712 | 201.712 | -86.74%
NSW2 | Annual Electricity Savings |  |  | MWh | 0 | -30 | -30 | -505 | -505 | -530 | -530 | -530 | -560 | -1320 | -1320 | -5860
Scope 1 | Gas Consumption |  | 24.3109 | GJ | 1498.563 | 1498.563 | 1498.563 | 1138.563 | 1138.563 | 1138.563 | 1138.563 | 1138.563 | 738.563 | 738.563 | 378.563 | -74.74%
Scope 1 | Annual Gas Savings |  |  | GJ | 0 | 0 | 0 | -360 | -360 | -360 | -360 | -360 | -760 | -760 | -1120 | -4440
[5 empty] | 0.742 | 0.73 | 0.662 | 0.624 | 0.547 | 0.46 | 0.383 | 0.325 | 0.288 | 0.264 | 0.248
Emissions profile | [5 empty] | -21.9 | -19.86 | -315.12 | -276.235 | -243.8 | -202.99 | -172.25 | -161.28 | -348.48 | -327.36
Scope | Emission Source |  |  | Units | BASE | CURRENT | FY25 | FY26 | FY27 | FY28 | FY29 | FY30 | FY31 | FY32 | FY33 | Reduction
NSW2 | Electricity - Renewable |  |  | t.CO2-e | 1202.1525 | 0 | 0 | 0 | 0 | 0 | 0 | 0 | 0 | 0 | 0 | 100%
Scope 1 | Gas |  |  | t.CO2-e | 77.221 | 0 | 0 | 0 | 0 | 0 | 0 | 0 | 0 | 0 | 0 | 100%
Scope 3 | Water, waste and Utility scope 3 |  |  | t.CO2-e | 95.8018 | 0 | 0 | 0 | 0 | 0 | 0 | 0 | 0 | 0 | 0 | 100%
|  |  |  | t.CO2-e | 1375.1753 | 0 | 0 | 0 | 0 | 0 | 0 | 0 | 0 | 0 | 0 | 100%
|  |  |  | kg.CO2-e/m2 | 35.2094 | 0 | 0 | 0 | 0 | 0 | 0 | 0 | 0 | 0 | 0
Net Zero Contribution |  |  |  |  | 1.9771
Scope | Emission Source |  |  | Units | BASE | CURRENT | FY25 | FY26 | FY27 | FY28 | FY29 | FY30 | FY31 | FY32 | FY33 | Reduction
Capital | Energy Efficiency |  |  | t.CO2-e | 0 | 22.26 | 21.9 | 334.31 | 315.12 | 289.91 | 243.8 | 202.99 | 182 | 380.16 | 348.48 | 2340.93
NSW2 | Renewable Electricity |  |  | t.CO2-e | 0 | 1106.8503 | 1088.9498 | 673.0633 | 634.4283 | 542.4665 | 456.1875 | 379.8257 | 312.5564 | 58.0931 | 53.252 | 5305.6728
Scope 1 | Gas Offsets |  |  | t.CO2-e | 0 | 77.221 | 77.221 | 58.6702 | 58.6702 | 58.6702 | 58.6702 | 58.6702 | 38.0582 | 38.0582 | 19.5074 | 543.4163
Scope 1 | Electrification |  |  | t.CO2-e | 0 | 0 | 0 | 18.5508 | 18.5508 | 18.5508 | 18.5508 | 18.5508 | 39.1628 | 39.1628 | 57.7136 | 228.7932
Scope 3 | Scope 3 Offsets |  |  | t.CO2-e | 0 | 88.9008 | 81.9997 | 75.0987 | 68.1976 | 61.2966 | 54.3955 | 47.4945 | 40.5934 | 33.6924 | 33.6924 | 585.3617
Scope 3 | Scope 3 |  |  | t.CO2-e | 95.8018 | 0 | 0 | 0 | 0 | 0 | 0 | 0 | 0 | 0 | 0 | 0
Scope 1 | Gas |  |  | t.CO2-e | 77.221 | 0 | 0 | 0 | 0 | 0 | 0 | 0 | 0 | 0 | 0 | 0
NSW2 | Grid Electricity |  |  | t.CO2-e | 1202.1525 | 0 | 0 | 0 | 0 | 0 | 0 | 0 | 0 | 0 | 0 | 0
|  |  |  | t.CO2-e | 0 | 1206.3313 | 1188.0707 | 1084.5943 | 1026.7692 | 909.5974 | 777.2085 | 660.0366 | 571.7774 | 515.474 | 478.9529 | 9004.174
Energy and Carbon Costs |  | NSW2
Scope | Emission Source |  |  |  | BASE | CURRENT | FY25 | FY26 | FY27 | FY28 | FY29 | FY30 | FY31 | FY32 | FY33 | TOTAL
BASELINE - Do nothing scenario
NSW2 | Electricity Consumption costs - do nothing scenario |  |  |  | 494912.41 | 502816.2879 | 520414.858 | 538629.378 | 557481.4062 | 576993.2554 | 597188.0194 | 618089.6 | 741707.5201 | 767667.2833 | 794535.6382 | 6215523.2463
Scope 1 | Gas Consumption costs- do nothing scenario |  |  |  | 33772.9948 | 37524.3413 | 38650.0715 | 39809.5737 | 41003.8609 | 42233.9767 | 43500.996 | 44806.0259 | 46150.2066 | 47534.7128 | 48960.7542 | 430174.5196
Scope 1 | Gas Offset Costs - ACCUs (Climate Active) | [5 empty] | 4633.2571 | 4633.2571 | 4633.2571 | 4633.2571 | 4633.2571 | 4633.2571 | 4633.2571 | 4633.2571 | 4633.2571 | 41699.3138
Scope 3 | Scope 3 offsets (from FY24) | [5 empty] | 4919.9845 | 4505.9214 | 4091.8583 | 3677.7953 | 3263.7322 | 2849.6691 | 2435.606 | 2021.5429 | 2021.5429 | 29787.6528
TOTAL COSTS |  |  |  | Total Cost | 528685.4048 | 540340.6291 | 568618.1711 | 587578.1301 | 607210.3825 | 627538.2845 | 648586.0046 | 670378.5521 | 794926.5898 | 821856.7961 | 850151.1924 | 6717184.7324
|  |  |  | Cost/m2 | 13.5363 | 13.8347 | 14.5587 | 15.0441 | 15.5468 | 16.0672 | 16.6061 | 17.1641 | 20.353 | 21.0425 | 21.7669
ENERGY AND CARBON ROADMAP - Implement NABERS Roadmap projects scenario
NSW2 | Electricity Consumption Costs |  |  |  | 494912.41 | 492903.4472 | 510155.0678 | 359878.1847 | 372473.9211 | 376031.1645 | 389192.2552 | 402813.9841 | 468754.2863 | 101758.8762 | 105320.4369 | 3579281.624
Scope 1 | Gas Consumption costs |  |  |  | 33772.9948 | 37524.3413 | 38650.0715 | 30246.1142 | 31153.4976 | 32088.1025 | 33050.7456 | 34042.268 | 22745.0131 | 23427.3635 | 12368.3355 | 295295.8529
Scope 1 | Gas Offset Costs - ACCUs (Climate Active) | [5 empty] | 4633.2571 | 3520.2091 | 3520.2091 | 3520.2091 | 3520.2091 | 3520.2091 | 2283.4891 | 2283.4891 | 1170.4411 | 27971.7218
Scope 3 | Scope 3 offsets (from FY24) - ACCUs | [5 empty] | 4919.9845 | 4505.9214 | 4091.8583 | 3677.7953 | 3263.7322 | 2849.6691 | 2435.606 | 2021.5429 | 2021.5429 | 29787.6528
TOTAL COSTS |  |  |  | Total Cost | 528685.4048 | 530427.7885 | 558358.3809 | 398150.4294 | 411239.4862 | 415317.2713 | 429026.9421 | 443226.1303 | 496218.3945 | 129491.2717 | 120880.7564 | 3932336.8514
|  |  |  | Cost/m2 | 13.5363 | 13.5809 | 14.296 | 10.1941 | 10.5292 | 10.6336 | 10.9846 | 11.3482 | 12.705 | 3.3154 | 3.095 | 100.682
TOTAL SAVINGS |  |  |  | Savings | 0 | -9912.8407 | -10259.7901 | -189427.7008 | -195970.8963 | -212221.0131 | -219559.0625 | -227152.4218 | -298708.1953 | -692365.5244 | -729270.436 | -2784847.881
|  |  |  | Cost/m2 | 0 | -0.2538 | -0.26269 | -4.85 | -5.0176 | -5.4336 | -5.6215 | -5.8159 | -7.648 | -17.7271 | -18.672 | -71.3021
CAPITAL COSTS - NABERS Roadmap
| All Identified Projects |  |  | TOTAL COSTS ($) |  | 256340 | 5211700 | 0 | 819000 | 0 | 0 | 624000 | 2645000 | 3162000 | 0 | 12718040
|  |  |  | TOTAL SAVINGS ($) | 0 | -9912.8407 | -10259.7901 | -189427.7008 | -195970.8963 | -212221.0131 | -219559.0625 | -227152.4218 | -298708.1953 | -692365.5244 | -729270.436 | -2784847.881
[5 empty] | 0 | 9912.8407 | 10259.7901 | 189427.7008 | 195970.8963 | 212221.0131 | 219559.0625 | 227152.4218 | 298708.1953 | 692365.5244 | 729270.436 | -7.1302
NABERS Roadmap | [16 empty] | Notes and Summary Outcomes |  |  |  | ^ includes projects implemented in FY32
Current rating information |  | p2028 |  | Weighted Average | BASE | CURRENT | FY25 | FY26 | FY27 | FY28 | FY29 | FY30 | FY31 | FY32 | FY33 | TOTAL | ENERGY EFFICIENCY PLAN |  | ELECTRIFICATION PLAN |  | TENANT METERING
Last rating date |  | 2023-03-31 |  | 201 Kent Street | 5.5343 | 5.5343 | 5.5547 | 5.8932 | 5.8932 | 5.9102 | 5.9102 | 5.9102 | 5.9478 | 6.1178 | 6.4801 | 0.94582 | Status | 100% | Status | 100% | Status | #NAME?
State |  | NSW |  | ICPF | 5.294 | 5.2979 | 5.3084 | 5.3897 | 5.3956 | 5.4347 | 5.4495 | 5.4516 | 5.4802 | 5.5092 | 5.5586 | 0.26458 | Total Cost | 9899100 | Total Cost | 2789000 | Collection process | Manual
NABERS Rating Type (Base/Whole) |  | Base |  | IOM | 5.2362 | 5.2411 | 5.2497 | 5.3201 | 5.3392 | 5.3755 | 5.3907 | 5.3929 | 5.4401 | 5.4606 | 5.493 | 0.25674 | Annual Savings | 272054.7954 | Progress by FY32 | 74.74% | NLA covered | 11%
Postcode |  | 2000 | [14 empty] | Est IRR | 2.852% | Est. 100% completion | #NAME? | Cost for automation | 29940
Rated Area |  | 27599.5 | [14 empty] | NABERS Improvement | 0.91312 |  |  | ETA 100% coverage | #NAME?
Rated Hours |  | 55 | [14 empty] | FY32 NABERS | 6.4801 |  |  | Tenant spec. data
Electricity Consumption (MWh) |  | 1521.712 | [14 empty] | FY33 NABERS^ | 6.4801 | * Where projects deliver both Efficiency and Electrification benefits, Total Costs are split evenly between categories
Gas Consumption (GJ) |  | 1498.563 | [14 empty] | Total Electricity Reduction | -86.74% | ^ includes projects implemented in FY32
NABERS Benchmark Factor |  | 51 | -64.53% | [13 empty] | Total Gas Reduction | -74.74%
| Current NABERS Energy Rating: | 5.5343 | [14 empty] | 2033-06-30
Identified Projects | [5 empty] | 2024-06-30 | 2025-06-30 | 2026-06-30 | 2027-06-30 | 2028-06-30 | 2029-06-30 | 2030-06-30 | 2031-06-30 | 2032-06-30 | 2033-06-30 | 2034-06-30 | Project Classifications
Job Number | Job Description | Predicted Reduction (MWh) | Predicted Reduction (MJ) | Estimated completion date | Total Expected Cost ($) | CURRENT | FY25 | FY26 | FY27 | FY28 | FY29 | FY30 | FY31 | FY32 | FY33 | FY34 | Efficiency | Electrification | Tenant Data | NABERS | Est IRR | Opex | Life-cycle
IO-45870 | Add additional meters | 0 |  | 2024-03-31 | 70400 | 70400 | 0 | 0 | 0 | 0 | 0 | 0 | 0 | 0 | 0 | 0 | Yes |  |  |  | 0%
IM-1355 | Add further points (HLIs) and algorithms | -40 |  | 2025-03-31 | 58700 | 0 | 58700 | 0 | 0 | 0 | 0 | 0 | 0 | 0 | 0 | 0 | Yes |  |  | 0.022831 | 17.32%
IO-45869 | Gate metering to pick up all tenancies | 0 |  | 2024-03-31 | 29940 | 29940 | 0 | 0 | 0 | 0 | 0 | 0 | 0 | 0 | 0 | 0 |  |  | Yes |  | 0%
IO-13172 | HW Pumps - Replace with decoupled system, add HW heat injection, new s/board | -30 |  | 2025-03-31 | 234000 | 0 | 234000 | 0 | 0 | 0 | 0 | 0 | 0 | 0 | 0 | 0 | Yes |  |  | 0.017123 | 3.259% |  | Yes
IO-13172 | Chillers - replace with new h/eff machines | -180 |  | 2025-03-31 | 936000 | 0 | 936000 | 0 | 0 | 0 | 0 | 0 | 0 | 0 | 0 | 0 | Yes |  |  | 0.10274 | 4.888% |  | Yes
IO-13172 | HP - Install 2x 4-pipe heat recovery heat pumps | -50 | -360 | 2025-03-31 | 1118000 | 0 | 1118000 | 0 | 0 | 0 | 0 | 0 | 0 | 0 | 0 | 0 | Yes | Yes |  | 0.07987 | 1.92% |  | Yes
IO-13172 | Install 4-pipe heat recovery heat pump and HW pipework to FCU's | -80 |  | 2025-03-31 | 520000 | 0 | 520000 | 0 | 0 | 0 | 0 | 0 | 0 | 0 | 0 | 0 | Yes |  |  | 0.045662 | 3.91% |  | Yes
IO-13172 | Replace Towers 1-4 | -25 |  | 2025-03-31 | 845000 | 0 | 845000 | 0 | 0 | 0 | 0 | 0 | 0 | 0 | 0 | 0 | Yes |  |  | 0.014269 | 0.752% |  | Yes
IO-13172 | Replace Towers 1-2 | -30 |  | 2025-03-31 | 460000 | 0 | 460000 | 0 | 0 | 0 | 0 | 0 | 0 | 0 | 0 | 0 | Yes |  |  | 0.017123 | 1.658% |  | Yes
MRI_P2028_AHU COIL & DAMPER REPLACEMENT | Refurbish, partial upgrade - Coils | -50 |  | 2030-03-31 | 52000 | 0 | 0 | 0 | 0 | 0 | 0 | 52000 | 0 | 0 | 0 | 0 | Yes |  |  | 0.028539 | 24.44% |  | Yes
MRI_P2028_AHU COIL & DAMPER REPLACEMENT | Upgrade/Replace OA dampers | -20 |  | 2030-03-31 | 65000 | 0 | 0 | 0 | 0 | 0 | 0 | 65000 | 0 | 0 | 0 | 0 | Yes |  |  | 0.011416 | 7.821% |  | Yes
MRI_P2028_AHU COIL & DAMPER REPLACEMENT | CHW/HW - add balancing valves and new control valves to AHUs | -20 |  | 2030-03-31 | 117000 | 0 | 0 | 0 | 0 | 0 | 0 | 117000 | 0 | 0 | 0 | 0 | Yes |  |  | 0.011416 | 4.345% |  | Yes
IO-12602 | Perimeter VAVs - Ongoing program to replace VAVs and blocked HW coils and control valves during fitouts (25% complete) | -40 |  | 2025-03-31 | 1040000 | 0 | 1040000 | 0 | 0 | 0 | 0 | 0 | 0 | 0 | 0 | 0 | Yes |  |  | 0.022831 | 0.9776% |  | Yes
IM-1353 | Replace L4 Pacs | -15 |  | 2027-03-31 | 234000 | 0 | 0 | 0 | 234000 | 0 | 0 | 0 | 0 | 0 | 0 | 0 | Yes |  |  | 0.0085616 | 1.629% |  | Yes
IM-1356 | Replace remaining FCUs; add HW coils to GBB | -10 |  | 2027-03-31 | 585000 | 0 | 0 | 0 | 585000 | 0 | 0 | 0 | 0 | 0 | 0 | 0 | Yes |  |  | 0.0057078 | 0.4345% |  | Yes
IO-45870 | VSDs - Upgrade HLI and/or VSD interfaces to enable sophisticated analytical algorithms | -30 |  | 2024-03-31 | 156000 | 156000 | 0 | 0 | 0 | 0 | 0 | 0 | 0 | 0 | 0 | 0 | Yes |  |  | 0.017123 | 4.888% |  | Yes
| Replace gas boilers with unitary el units | 60 | -400 | 2030-03-31 | 390000 | 0 | 0 | 0 | 0 | 0 | 0 | 390000 | 0 | 0 | 0 | 0 |  | Yes |  | 0.022788 | -1.417% |  | Yes
IM-1357 | Upgrade solar blinds on N and W facades | -240 |  | 2032-03-31 | 1035000 | 0 | 0 | 0 | 0 | 0 | 0 | 0 | 0 | 1035000 | 0 | 0 | Yes |  |  | 0.13699 | 5.894%
IM-1358 | Add additional heat pumps onto L8 roof, include interconnecting pipework and combine with AHU coil upgrade | 40 | -360 | 2032-03-31 | 805000 | 0 | 0 | 0 | 0 | 0 | 0 | 0 | 0 | 805000 | 0 | 0 |  | Yes |  | 0.0285 | -0.1758% |  | Yes
IM-1359 | Upgrade AHUs new fans, coils add HW coils, refubish casings | -180 |  | 2032-03-31 | 1035000 | 0 | 0 | 0 | 0 | 0 | 0 | 0 | 0 | 1035000 | 0 | 0 |  | Yes |  | 0.10274 | 4.42% |  | Yes
IM-1360 | Add PV array and battery stack | -130 |  | 2032-03-31 | 287000 | 0 | 0 | 0 | 0 | 0 | 0 | 0 | 0 | 287000 | 0 | 0 | Yes |  |  | 0.074201 | 6.885%
IM-1361 | BMS replace and upgrade | -160 |  | 2031-03-31 | 1380000 | 0 | 0 | 0 | 0 | 0 | 0 | 0 | 1380000 | 0 | 0 | 0 | Yes |  |  | 0.091324 | 1.762% |  | Yes
IM-1362 | Lifts - regenerative drive and control upgrade | -90 |  | 2031-03-31 | 1265000 | 0 | 0 | 0 | 0 | 0 | 0 | 0 | 1265000 | 0 | 0 | 0 | Yes |  |  | 0.05137 | 1.081% |  | Yes
|  | -1320 | -1120 |  | 12718040 | 256340 | 5211700 | 0 | 819000 | 0 | 0 | 624000 | 2645000 | 3162000 | 0 | 0 | 9899100 | 2789000 | 29940 | 0.91312 | 2.852% | 0 | 11237000
#NAME?
[17 empty] | MWh saved in total | 990
|  | -395 | -360 |  | 4113000 | [15 empty] | 2.654%
|  | -90 | 0 |  | 234000 | [15 empty] | 9.776%
|  | -670 | [14 empty] | Current Rating: | 5.6063
[17 empty] | Expected Rating at 31/3/2024: | 5.5343
[17 empty] | Expected Rating at 31/3/2025: | 5.5547
[17 empty] | Expected Rating at 31/3/2026: | 5.8932 | [7 empty] | 6.4801 | 0 | 0 | 0 | 0
[17 empty] | Expected Rating at 31/3/2027: | 5.8932
[17 empty] | Expected Rating at 31/3/2028: | 5.9102
[17 empty] | Expected Rating at 31/3/2029: | 5.9102
[17 empty] | Expected Rating at 31/3/2030: | 5.9102
[17 empty] | Expected Rating at 31/3/2031: | 5.9478
[17 empty] | Expected Rating at 31/3/2032: | 6.1178
[17 empty] | Expected Rating at 31/3/2033: | 6.4801
[18 empty] | 0.87377 |  | 0.65533
[38 empty] | Stars | NSW (2000) | VIC (3000) | QLD (4000) | SA (5000) | WA (6000) |  | Stars | NSW (2000) | VIC (3000) | QLD (4000) | SA (5000) | WA (6000) | Stars | Intensity | Unit | base + diff |  | Base | Whole Building
[38 empty] | 6 | 34.795 | 42.145 | 35.585 | 20.915 | 26.98 |  | 6 | 64.76 | 69.5 | 59.815 | 33.69 | 44.87 | 6 | 34.795 | kg/m2 |  |  | 34.795 | 64.76
[25 empty] | PLEASE DO NOT CHANGE ANYTHING IN THE CELLS IN THIS SECTION OF THE CALCULATOR | [12 empty] | 5.5 | 52.1925 | 63.2175 | 53.3775 | 31.3725 | 40.47 |  | 5.5 | 97.14 | 104.25 | 89.7225 | 50.535 | 67.305 | 5.5 | 52.1925 | kg/m2 |  |  | 52.1925 | 97.14 |  |  | Elec (kg/MWh) | Gas (kG/GJ)
[37 empty] | Base Building | 5 | 69.59 | 84.29 | 71.17 | 41.83 | 53.96 | Whole Building | 5 | 129.52 | 139 | 119.63 | 67.38 | 89.74 | 5 | 69.59 | kg/m2 | 69.59 |  | 69.59 | 129.52 |  | ACT | 810 | 51.33 | 2000 |  |  |  |  | Economy Cycle | Identified only | All |  | NLA: | 27599.5 | m2 | Emissions/m2 | 47.4468
[19 empty] | 152 | Cost/MWh | [17 empty] | 4.5 | 84.92 | 101.75 | 80.29 | 51.46 | 62.39 |  | 4.5 | 158.69 | 166.57 | 142.47 | 84.06 | 105.77 | 4.5 | 84.92 | kg/m2 | 15.33 |  | 84.92 | 158.69 |  | NSW | 810 | 51.33 | 2000 |  | 31.6995 | El - converter | 48.0042 | BMS | Business case written | Summer |  | Current ABGR rating (w'out GP): | 5.704 | stars | t.CO2 | 1309507.9588
[38 empty] | 4 | 100.25 | 120.31 | 89.42 | 61.1 | 70.83 |  | 4 | 187.86 | 194.15 | 165.3 | 100.73 | 121.79 | 4 | 100.25 | kg/m2 | 15.33 |  | 100.25 | 187.86 |  | QLD | 810 | 51.33 | 3000 |  | 500.2265 | Gas - converter | 2.9958 | HVAC | Approved to implement | Winter |  | ABGR Electricity intensity: | 48.0042 | kg/m2 | Electrical emissions | 1232586.72
[38 empty] | 3.5 | 115.57 | 138.88 | 98.54 | 70.74 | 79.26 |  | 3.5 | 217.04 | 221.73 | 188.13 | 117.41 | 137.82 | 3.5 | 115.57 | kg/m2 | 15.32 |  | 115.57 | 217.04 |  | SA | 770 | 51.33 | 4000 |  |  |  |  | Chillers | Rejected, do not persue | Shoulder |  | Current NABERS Water rating: |  | stars | Gas emissions | 76921.2388
[38 empty] | 3 | 130.9 | 157.45 | 107.66 | 80.38 | 87.69 |  | 3 | 246.21 | 249.31 | 210.96 | 134.09 | 153.85 | 3 | 130.9 | kg/m2 | 15.33 |  | 130.9 | 246.21 |  | VIC | 980 | 51.33 | 5000 |  | 0.152 |  |  | VSDs | Rejected but reconsider |  |  | Energy performance tracking | Consumption | Unit |  | 43.1335
[38 empty] | 2.5 | 146.23 | 176.01 | 116.79 | 90.02 | 96.12 |  | 2.5 | 275.38 | 276.89 | 233.79 | 150.77 | 169.87 | 2.5 | 146.23 | kg/m2 | 15.33 |  | 146.23 | 275.38 |  | WA | 680 | 51.33 | 6000 |  |  |  |  | Lighting replacement and controls | Complete |  |  | Current Electricity Consumption: | 1521.712 | MWh |  |  | 5.6063
[21 empty] | Average Electricity Price ($/kWh): | 0.152 | [15 empty] | 2 | 161.56 | 194.58 | 125.91 | 99.65 | 104.55 |  | 2 | 304.55 | 304.47 | 256.62 | 167.44 | 185.9 | 2 | 161.56 | kg/m2 | 15.33 |  | 161.56 | 304.55 | [9 empty] | Condensor water loop |  |  |  | Current Gas Consumption | 1498.563 | GJ |  | 76921.2388
[38 empty] | 1.5 | 176.89 | 213.15 | 135.04 | 109.29 | 112.98 |  | 1.5 | 333.72 | 332.05 | 279.45 | 184.12 | 201.92 | 1.5 | 176.89 | kg/m2 | 15.33 |  | 176.89 | 333.72 | [9 empty] | CO/CO2 sensors |  |  |  | ABGR Gas Intensity | 2.9958
[21 empty] | Rating benefit calulator | [16 empty] | 1 | 192.21 | 231.71 | 144.16 | 118.93 | 121.42 |  | 1 | 362.89 | 359.62 | 302.28 | 200.8 | 217.95 | 1 | 192.21 | kg/m2 | 15.32 |  | 192.21 | 362.89 | [9 empty] | Submetering
[39 empty] | NSW | VIC | QLD | SA | WA |  |  | NSW | VIC | QLD | SA | WA | [16 empty] | Cooling Tower
[6 empty] | 2024-06-30 | 2025-06-30 | 2026-06-30 | 2027-06-30 | 2028-06-30 | 2029-06-30 | 2030-06-30 | 2031-06-30 | 2032-06-30 | 2033-06-30 | 2034-06-30 | [5 empty] | Savings | Payback | + stars | kg/m2 | 2024-03-31 | 2025-03-31 | 2026-03-31 | 2027-03-31 | 2028-03-31 | 2029-03-31 | 2030-03-31 | 2031-03-31 | 2032-03-31 | 2033-03-31 | 2034-03-31 | full year saving for business case |  | capex | opex | [14 empty] | 84.92 | Stars | 69.59 | 15.33 | 15.33 | 15.32 | 15.33 | 15.33 | 15.33 | 15.33 | 15.32 |  |  |  |  | Lift | [7 empty] | Base | Whole Building
[6 empty] | 0 | 0 | 0 | 0 | 0 | 0 | 0 | 0 | 0 | 0 | 0 | [5 empty] | 0 | #DIV/0! | 0 | 0 | 0 | 0 | 0 | 0 | 0 | 0 | 0 | 0 | 0 | 0 | 0 | 0 | 0 | 0 | 0 | [14 empty] | 84.92 | Current | 51 | [12 empty] | Hot Water
[6 empty] | 0 | 0 | -40 | -40 | -40 | -40 | -40 | -40 | -40 | -40 | -40 | [5 empty] | 0 | #DIV/0! | 0 | 0 | 0 | 0 | 0 | 0 | 0 | 0 | 0 | 0 | 0 | 0 | 0 | 0 | 0 | 70400 | 0 | [14 empty] | 84.92 | 2025-03-31 | 50.2902 | [12 empty] | Renewables | [6 empty] | Stars | NSW | NSW | Stars | (to invert)
[6 empty] | 0 | 0 | 0 | 0 | 0 | 0 | 0 | 0 | 0 | 0 | 0 | [5 empty] | -6080 | 9.6546 | -0.041156 | -1.2618 | 0 | 0 | -1.2618 | -1.2618 | -1.2618 | -1.2618 | -1.2618 | -1.2618 | -1.2618 | -1.2618 | -1.2618 | -40 | 0 | 58700 | 0 | [14 empty] | 84.92 | 2026-03-31 | 38.5121 | [12 empty] | Other | [6 empty] | 1 | 192.21 | 362.89 | 5 | 69.59 | 129.52
[6 empty] | 0 | 0 | -30 | -30 | -30 | -30 | -30 | -30 | -30 | -30 | -30 | [5 empty] | 0 | #DIV/0! | 0 | 0 | 0 | 0 | 0 | 0 | 0 | 0 | 0 | 0 | 0 | 0 | 0 | 0 | 0 | 29940 | 0 | [14 empty] | 84.92 | 2027-03-31 | 38.5121 | [19 empty] | 1.5 | 176.89 | 333.72 | 4.5 | 84.92 | 158.69
[6 empty] | 0 | 0 | -180 | -180 | -180 | -180 | -180 | -180 | -180 | -180 | -180 | [5 empty] | -4560 | 51.3158 | -0.030867 | -0.94639 | 0 | 0 | -0.94639 | -0.94639 | -0.94639 | -0.94639 | -0.94639 | -0.94639 | -0.94639 | -0.94639 | -0.94639 | -30 | 0 | 234000 | 0 | [14 empty] | 84.92 | 2028-03-30 | 37.9206 | [19 empty] | 2 | 161.56 | 304.55 | 4 | 100.25 | 187.86
[6 empty] | 0 | 0 | -50 | -50 | -50 | -50 | -50 | -50 | -50 | -50 | -50 | [5 empty] | -27360 | 34.2105 | -0.1852 | -5.6783 | 0 | 0 | -5.6783 | -5.6783 | -5.6783 | -5.6783 | -5.6783 | -5.6783 | -5.6783 | -5.6783 | -5.6783 | -180 | 0 | 936000 | 0 | [14 empty] | 84.92 | 2029-03-30 | 37.9206 | [19 empty] | 2.5 | 146.23 | 275.38 | 3.5 | 115.57 | 217.04
[6 empty] | 0 | 0 | -80 | -80 | -80 | -80 | -80 | -80 | -80 | -80 | -80 | [5 empty] | -7600 | 147.1053 | -0.074918 | -2.297 | 0 | 0 | -2.297 | -2.297 | -2.297 | -2.297 | -2.297 | -2.297 | -2.297 | -2.297 | -2.297 | -50 | -360 | 1118000 | 0 | [14 empty] | 84.92 | 2030-03-30 | 37.9206 | [19 empty] | 3 | 130.9 | 246.21 | 3 | 130.9 | 246.21
[6 empty] | 0 | 0 | -25 | -25 | -25 | -25 | -25 | -25 | -25 | -25 | -25 | [5 empty] | -12160 | 42.7632 | -0.082312 | -2.5237 | 0 | 0 | -2.5237 | -2.5237 | -2.5237 | -2.5237 | -2.5237 | -2.5237 | -2.5237 | -2.5237 | -2.5237 | -80 | 0 | 520000 | 0 | [14 empty] | 84.92 | 2031-03-30 | 36.6111 | [19 empty] | 3.5 | 115.57 | 217.04 | 2.5 | 146.23 | 275.38
[6 empty] | 0 | 0 | -30 | -30 | -30 | -30 | -30 | -30 | -30 | -30 | -30 | [5 empty] | -3800 | 222.3684 | -0.025723 | -0.78866 | 0 | 0 | -0.78866 | -0.78866 | -0.78866 | -0.78866 | -0.78866 | -0.78866 | -0.78866 | -0.78866 | -0.78866 | -25 | 0 | 845000 | 0 | [14 empty] | 84.92 | 2032-03-29 | 30.6962 | [19 empty] | 4 | 100.25 | 187.86 | 2 | 161.56 | 304.55
[6 empty] | 0 | 0 | 0 | 0 | 0 | 0 | 0 | -50 | -50 | -50 | -50 | [5 empty] | -4560 | 100.8772 | -0.030867 | -0.94639 | 0 | 0 | -0.94639 | -0.94639 | -0.94639 | -0.94639 | -0.94639 | -0.94639 | -0.94639 | -0.94639 | -0.94639 | -30 | 0 | 460000 | 0 | [14 empty] | 84.92 | 2033-03-29 | 18.09 | [19 empty] | 4.5 | 84.92 | 158.69 | 1.5 | 176.89 | 333.72
[6 empty] | 0 | 0 | 0 | 0 | 0 | 0 | 0 | -20 | -20 | -20 | -20 | [5 empty] | -7600 | 6.8421 | -0.051445 | -1.5773 | 0 | 0 | 0 | 0 | 0 | 0 | 0 | -1.5773 | -1.5773 | -1.5773 | -1.5773 | -50 | 0 | 52000 | 0 | [36 empty] | 5 | 69.59 | 129.52 | 1 | 192.21 | 362.89
[6 empty] | 0 | 0 | 0 | 0 | 0 | 0 | 0 | -20 | -20 | -20 | -20 | [5 empty] | -3040 | 21.3816 | -0.020578 | -0.63092 | 0 | 0 | 0 | 0 | 0 | 0 | 0 | -0.63092 | -0.63092 | -0.63092 | -0.63092 | -20 | 0 | 65000 | 0
[6 empty] | 0 | 0 | -40 | -40 | -40 | -40 | -40 | -40 | -40 | -40 | -40 | [5 empty] | -3040 | 38.4868 | -0.020578 | -0.63092 | 0 | 0 | 0 | 0 | 0 | 0 | 0 | -0.63092 | -0.63092 | -0.63092 | -0.63092 | -20 | 0 | 117000 | 0
[6 empty] | 0 | 0 | 0 | 0 | -15 | -15 | -15 | -15 | -15 | -15 | -15 | [5 empty] | -6080 | 171.0526 | -0.041156 | -1.2618 | 0 | 0 | -1.2618 | -1.2618 | -1.2618 | -1.2618 | -1.2618 | -1.2618 | -1.2618 | -1.2618 | -1.2618 | -40 | 0 | 1040000 | 0
[6 empty] | 0 | 0 | 0 | 0 | -10 | -10 | -10 | -10 | -10 | -10 | -10 | [5 empty] | -2280 | 102.6316 | -0.015434 | -0.47319 | 0 | 0 | 0 | 0 | -0.47319 | -0.47319 | -0.47319 | -0.47319 | -0.47319 | -0.47319 | -0.47319 | -15 | 0 | 234000 | 0
[6 empty] | -30 | -30 | -30 | -30 | -30 | -30 | -30 | -30 | -30 | -30 | -30 | [5 empty] | -1520 | 384.8684 | -0.010289 | -0.31546 | 0 | 0 | 0 | 0 | -0.31546 | -0.31546 | -0.31546 | -0.31546 | -0.31546 | -0.31546 | -0.31546 | -10 | 0 | 585000 | 0
[6 empty] | 0 | 0 | 0 | 0 | 0 | 0 | 0 | 60 | 60 | 60 | 60 | [5 empty] | -4560 | 34.2105 | -0.030867 | -0.94639 | 0 | -0.94639 | -0.94639 | -0.94639 | -0.94639 | -0.94639 | -0.94639 | -0.94639 | -0.94639 | -0.94639 | -0.94639 | -30 | 0 | 156000 | 0
[6 empty] | 0 | 0 | 0 | 0 | 0 | 0 | 0 | 0 | -240 | -240 | -240 | [5 empty] | 9120 | -42.7632 | 0.035653 | 1.0931 | 0 | 0 | 0 | 0 | 0 | 0 | 0 | 1.0931 | 1.0931 | 1.0931 | 1.0931 | 60 | -400 | 390000 | 0
[6 empty] | 0 | 0 | 0 | 0 | 0 | 0 | 0 | 0 | 40 | 40 | 40 | [5 empty] | -36480 | 28.3717 | -0.24694 | -7.5711 | 0 | 0 | 0 | 0 | 0 | 0 | 0 | 0 | 0 | -7.5711 | -7.5711 | -240 | 0 | 1035000 | 0
[6 empty] | 0 | 0 | 0 | 0 | 0 | 0 | 0 | 0 | -180 | -180 | -180 | [5 empty] | 6080 | -132.4013 | 0.017683 | 0.54217 | 0 | 0 | 0 | 0 | 0 | 0 | 0 | 0 | 0 | 0.54217 | 0.54217 | 40 | -360 | 805000 | 0
[6 empty] | 0 | 0 | 0 | 0 | 0 | 0 | 0 | 0 | -130 | -130 | -130 | [5 empty] | -27360 | 37.8289 | -0.1852 | -5.6783 | 0 | 0 | 0 | 0 | 0 | 0 | 0 | 0 | 0 | -5.6783 | -5.6783 | -180 | 0 | 1035000 | 0
[6 empty] | 0 | 0 | 0 | 0 | 0 | 0 | 0 | 0 | -160 | -160 | -160 | [5 empty] | -19760 | 14.5243 | -0.13376 | -4.101 | 0 | 0 | 0 | 0 | 0 | 0 | 0 | 0 | 0 | -4.101 | -4.101 | -130 | 0 | 287000 | 0
[6 empty] | 0 | 0 | 0 | 0 | 0 | 0 | 0 | 0 | -90 | -90 | -90 | [5 empty] | -24320 | 56.7434 | -0.16462 | -5.0474 | 0 | 0 | 0 | 0 | 0 | 0 | 0 | 0 | -5.0474 | -5.0474 | -5.0474 | -160 | 0 | 1380000 | 0
[6 empty] | 0 | 0 | 0 | 0 | 0 | 0 | 0 | 0 | 0 | 0 | 0 | [5 empty] | -13680 | 92.4708 | -0.092601 | -2.8392 | 0 | 0 | 0 | 0 | 0 | 0 | 0 | 0 | -2.8392 | -2.8392 | -2.8392 | -90 | 0 | 1265000 | 0
[6 empty] | 0 | 0 | 0 | 0 | 0 | 0 | 0 | 0 | 0 | 0 | 0 | [5 empty] | 0 | #DIV/0! | 0 | 0 | 0 | 0 | 0 | 0 | 0 | 0 | 0 | 0 | 0 | 0 | 0 | 0 | 0 | 0 | 0
[6 empty] | 0 | 0 | 0 | 0 | 0 | 0 | 0 | 0 | 0 | 0 | 0 | [5 empty] | 0 | #DIV/0! | 0 | 0 | 0 | 0 | 0 | 0 | 0 | 0 | 0 | 0 | 0 | 0 | 0 | 0 | 0 | 0 | 0
[6 empty] | 0 | 0 | 0 | 0 | 0 | 0 | 0 | 0 | 0 | 0 | 0 | [5 empty] | 0 | #DIV/0! | 0 | 0 | 0 | 0 | 0 | 0 | 0 | 0 | 0 | 0 | 0 | 0 | 0 | 0 | 0 | 0 | 0
[6 empty] | 0 | 0 | 0 | 0 | 0 | 0 | 0 | 0 | 0 | 0 | 0 | [5 empty] | 0 | #DIV/0! | 0 | 0 | 0 | 0 | 0 | 0 | 0 | 0 | 0 | 0 | 0 | 0 | 0 | 0 | 0 | 0 | 0
[6 empty] | 0 | 0 | 0 | 0 | 0 | 0 | 0 | 0 | 0 | 0 | 0 | [5 empty] | 0 | #DIV/0! | 0 | 0 | 0 | 0 | 0 | 0 | 0 | 0 | 0 | 0 | 0 | 0 | 0 | 0 | 0 | 0 | 0
[6 empty] | 0 | 0 | 0 | 0 | 0 | 0 | 0 | 0 | 0 | 0 | 0 | [5 empty] | 0 | #DIV/0! | 0 | 0 | 0 | 0 | 0 | 0 | 0 | 0 | 0 | 0 | 0 | 0 | 0 | 0 | 0 | 0 | 0
[6 empty] | 0 | 0 | 0 | 0 | 0 | 0 | 0 | 0 | 0 | 0 | 0 | [5 empty] | 0 | #DIV/0! | 0 | 0 | 0 | 0 | 0 | 0 | 0 | 0 | 0 | 0 | 0 | 0 | 0 | 0 | 0 | 0 | 0
[6 empty] | 0 | 0 | 0 | 0 | 0 | 0 | 0 | 0 | 0 | 0 | 0 | [5 empty] | 0 | #DIV/0! | 0 | 0 | 0 | 0 | 0 | 0 | 0 | 0 | 0 | 0 | 0 | 0 | 0 | 0 | 0 | 0 | 0
[6 empty] | 0 | 0 | 0 | 0 | 0 | 0 | 0 | 0 | 0 | 0 | 0 | [5 empty] | 0 | #DIV/0! | 0 | 0 | 0 | 0 | 0 | 0 | 0 | 0 | 0 | 0 | 0 | 0 | 0 | 0 | 0 | 0 | 0
[6 empty] | 0 | 0 | 0 | 0 | 0 | 0 | 0 | 0 | 0 | 0 | 0 | [5 empty] | 0 | #DIV/0! | 0 | 0 | 0 | 0 | 0 | 0 | 0 | 0 | 0 | 0 | 0 | 0 | 0 | 0 | 0 | 0 | 0
[6 empty] | 0 | 0 | 0 | 0 | 0 | 0 | 0 | 0 | 0 | 0 | 0 | [5 empty] | 0 | #DIV/0! | 0 | 0 | 0 | 0 | 0 | 0 | 0 | 0 | 0 | 0 | 0 | 0 | 0 | 0 | 0 | 0 | 0
[6 empty] | 0 | 0 | 0 | 0 | 0 | 0 | 0 | 0 | 0 | 0 | 0 | [5 empty] | 0 | #DIV/0! | 0 | 0 | 0 | 0 | 0 | 0 | 0 | 0 | 0 | 0 | 0 | 0 | 0 | 0 | 0 | 0 | 0
[6 empty] | 0 | 0 | 0 | 0 | 0 | 0 | 0 | 0 | 0 | 0 | 0 | [5 empty] | 0 | #DIV/0! | 0 | 0 | 0 | 0 | 0 | 0 | 0 | 0 | 0 | 0 | 0 | 0 | 0 | 0 | 0 | 0 | 0
[6 empty] | 0 | 0 | 0 | 0 | 0 | 0 | 0 | 0 | 0 | 0 | 0 | [5 empty] | 0 | #DIV/0! | 0 | 0 | 0 | 0 | 0 | 0 | 0 | 0 | 0 | 0 | 0 | 0 | 0 | 0 | 0 | 0 | 0
[6 empty] | 0 | 0 | 0 | 0 | 0 | 0 | 0 | 0 | 0 | 0 | 0 | [5 empty] | 0 | #DIV/0! | 0 | 0 | 0 | 0 | 0 | 0 | 0 | 0 | 0 | 0 | 0 | 0 | 0 | 0 | 0 | 0 | 0
[6 empty] | 0 | 0 | 0 | 0 | 0 | 0 | 0 | 0 | 0 | 0 | 0 | [5 empty] | 0 | #DIV/0! | 0 | 0 | 0 | 0 | 0 | 0 | 0 | 0 | 0 | 0 | 0 | 0 | 0 | 0 | 0 | 0 | 0
[6 empty] | 0 | 0 | 0 | 0 | 0 | 0 | 0 | 0 | 0 | 0 | 0 | [5 empty] | 0 | #DIV/0! | 0 | 0 | 0 | 0 | 0 | 0 | 0 | 0 | 0 | 0 | 0 | 0 | 0 | 0 | 0 | 0 | 0
[6 empty] | 0 | 0 | 0 | 0 | 0 | 0 | 0 | 0 | 0 | 0 | 0 | [5 empty] | 0 | #DIV/0! | 0 | 0 | 0 | 0 | 0 | 0 | 0 | 0 | 0 | 0 | 0 | 0 | 0 | 0 | 0 | 0 | 0
[6 empty] | 0 | 0 | 0 | 0 | 0 | 0 | 0 | 0 | 0 | 0 | 0 | [5 empty] | 0 | #DIV/0! | 0 | 0 | 0 | 0 | 0 | 0 | 0 | 0 | 0 | 0 | 0 | 0 | 0 | 0 | 0 | 0 | 0
[22 empty] | 0 | #DIV/0! | 0 | 0 | 0 | 0 | 0 | 0 | 0 | 0 | 0 | 0 | 0 | 0 | 0 | 0 | 0 | 0 | 0
[22 empty] | 0 | #DIV/0! | 0 | 0 | 0 | 0 | 0 | 0 | 0 | 0 | 0 | 0 | 0 | 0 | 0 | 0 | 0 | 0 | 0
[24 empty] | 0 | 0 | 0 | 0 | 0 | 0 | 0 | 0 | 0 | 0 | 0 | 0 | 0 | 0 | 0 | 0 | 0
[24 empty] | 0 | 0 | 0 | 0 | 0 | 0 | 0 | 0 | 0 | 0 | 0 | 0 | 0 | 0 | 0 | 0 | 0
[5 empty] | Electricity savings | -30 | -30 | -505 | -505 | -530 | -530 | -530 | -560 | -1320 | -1320 | -1320 | [6 empty] | #DIV/0! | TOTAL |  | 0 | -0.70979 | -12.4879 | -12.4879 | -13.0794 | -13.0794 | -13.0794 | -14.3889 | -20.3038 | -32.91 | -32.91 | -990 | -840 | 12718040 | 0
[24 empty] | FY Performance | 51 | 51 | 50.2902 | 38.5121 | 38.5121 | 37.9206 | 37.9206 | 37.9206 | 36.6111 | 30.6962 | 18.09 | 18.09
[24 empty] | Star Rating | 5.5343 | 5.5343 | 5.5547 | 5.8932 | 5.8932 | 5.9102 | 5.9102 | 5.9102 | 5.9478 | 6.1178 | 6.4801 | 6.4801
[6 empty] | 0 | 0 | 0 | 0 | 0 | 0 | 0 | 0 | 0 | 0 | 0
[6 empty] | 0 | 0 | 0 | 0 | 0 | 0 | 0 | 0 | 0 | 0 | 0
[6 empty] | 0 | 0 | 0 | 0 | 0 | 0 | 0 | 0 | 0 | 0 | 0
[6 empty] | 0 | 0 | 0 | 0 | 0 | 0 | 0 | 0 | 0 | 0 | 0
[6 empty] | 0 | 0 | 0 | 0 | 0 | 0 | 0 | 0 | 0 | 0 | 0
[6 empty] | 0 | 0 | -360 | -360 | -360 | -360 | -360 | -360 | -360 | -360 | -360 | [9 empty] | 12718040 | 0
[6 empty] | 0 | 0 | 0 | 0 | 0 | 0 | 0 | 0 | 0 | 0 | 0 | [9 empty] | 17169354 | 0
[6 empty] | 0 | 0 | 0 | 0 | 0 | 0 | 0 | 0 | 0 | 0 | 0
[6 empty] | 0 | 0 | 0 | 0 | 0 | 0 | 0 | 0 | 0 | 0 | 0
[6 empty] | 0 | 0 | 0 | 0 | 0 | 0 | 0 | 0 | 0 | 0 | 0
[6 empty] | 0 | 0 | 0 | 0 | 0 | 0 | 0 | 0 | 0 | 0 | 0
[6 empty] | 0 | 0 | 0 | 0 | 0 | 0 | 0 | 0 | 0 | 0 | 0
[6 empty] | 0 | 0 | 0 | 0 | 0 | 0 | 0 | 0 | 0 | 0 | 0
[6 empty] | 0 | 0 | 0 | 0 | 0 | 0 | 0 | 0 | 0 | 0 | 0
[6 empty] | 0 | 0 | 0 | 0 | 0 | 0 | 0 | 0 | 0 | 0 | 0
[6 empty] | 0 | 0 | 0 | 0 | 0 | 0 | 0 | 0 | 0 | 0 | 0
[6 empty] | 0 | 0 | 0 | 0 | 0 | 0 | 0 | -400 | -400 | -400 | -400
[6 empty] | 0 | 0 | 0 | 0 | 0 | 0 | 0 | 0 | 0 | 0 | 0
[6 empty] | 0 | 0 | 0 | 0 | 0 | 0 | 0 | 0 | 0 | -360 | -360
[6 empty] | 0 | 0 | 0 | 0 | 0 | 0 | 0 | 0 | 0 | 0 | 0
[6 empty] | 0 | 0 | 0 | 0 | 0 | 0 | 0 | 0 | 0 | 0 | 0
[6 empty] | 0 | 0 | 0 | 0 | 0 | 0 | 0 | 0 | 0 | 0 | 0
[6 empty] | 0 | 0 | 0 | 0 | 0 | 0 | 0 | 0 | 0 | 0 | 0
[6 empty] | 0 | 0 | 0 | 0 | 0 | 0 | 0 | 0 | 0 | 0 | 0
[6 empty] | 0 | 0 | 0 | 0 | 0 | 0 | 0 | 0 | 0 | 0 | 0
[6 empty] | 0 | 0 | 0 | 0 | 0 | 0 | 0 | 0 | 0 | 0 | 0
[6 empty] | 0 | 0 | 0 | 0 | 0 | 0 | 0 | 0 | 0 | 0 | 0
[6 empty] | 0 | 0 | 0 | 0 | 0 | 0 | 0 | 0 | 0 | 0 | 0
[6 empty] | 0 | 0 | 0 | 0 | 0 | 0 | 0 | 0 | 0 | 0 | 0
[6 empty] | 0 | 0 | 0 | 0 | 0 | 0 | 0 | 0 | 0 | 0 | 0
[6 empty] | 0 | 0 | 0 | 0 | 0 | 0 | 0 | 0 | 0 | 0 | 0
[6 empty] | 0 | 0 | 0 | 0 | 0 | 0 | 0 | 0 | 0 | 0 | 0
[6 empty] | 0 | 0 | 0 | 0 | 0 | 0 | 0 | 0 | 0 | 0 | 0
[6 empty] | 0 | 0 | 0 | 0 | 0 | 0 | 0 | 0 | 0 | 0 | 0
[6 empty] | 0 | 0 | 0 | 0 | 0 | 0 | 0 | 0 | 0 | 0 | 0
[6 empty] | 0 | 0 | 0 | 0 | 0 | 0 | 0 | 0 | 0 | 0 | 0
[6 empty] | 0 | 0 | 0 | 0 | 0 | 0 | 0 | 0 | 0 | 0 | 0
[6 empty] | 0 | 0 | 0 | 0 | 0 | 0 | 0 | 0 | 0 | 0 | 0
[6 empty] | 0 | 0 | 0 | 0 | 0 | 0 | 0 | 0 | 0 | 0 | 0
[6 empty] | 0 | 0 | 0 | 0 | 0 | 0 | 0 | 0 | 0 | 0 | 0
[6 empty] | 0 | 0 | 0 | 0 | 0 | 0 | 0 | 0 | 0 | 0 | 0
[6 empty] | 0 | 0 | 0 | 0 | 0 | 0 | 0 | 0 | 0 | 0 | 0
[6 empty] | 0 | 0 | 0 | 0 | 0 | 0 | 0 | 0 | 0 | 0 | 0
[6 empty] | 0 | 0 | 0 | 0 | 0 | 0 | 0 | 0 | 0 | 0 | 0
[6 empty] | 0 | 0 | 0 | 0 | 0 | 0 | 0 | 0 | 0 | 0 | 0
[6 empty] | 0 | 0 | 0 | 0 | 0 | 0 | 0 | 0 | 0 | 0 | 0
[5 empty] | Gas Savings | 0 | 0 | -360 | -360 | -360 | -360 | -360 | -760 | -760 | -1120 | -1120
[5 empty] | Current | 2024-06-30 | 2025-06-30 | 2026-06-30 | 2027-06-30 | 2028-06-30 | 2029-06-30 | 2030-06-30 | 2031-06-30 | 2032-06-30 | 2033-06-30 | 2034-06-30 | 2035-06-30
|  |  |  | NABERS | 5.5343 | 5.5343 | 5.5547 | 5.8932 | 5.8932 | 5.9102 | 5.9102 | 5.9102 | 5.9478 | 6.1178 | 6.4801 | 6.4801
Formulas:
Base = [Base, row above]+365
Note on A85: [Threaded comment] Your version of Excel allows you to read this threaded comment; however, any edits to it will get removed if the file is opened in a newer version of Excel. Learn more: https://go.microsoft.com/fwlink/?linkid=870924 Comment: These works would occur in conjunction with IO-14039
Note on B87: [Threaded comment] Your version of Excel allows you to read this threaded comment; however, any edits to it will get removed if the file is opened in a newer version of Excel. Learn more: https://go.microsoft.com/fwlink/?linkid=870924 Comment: This is to provide Tenancy Supply to level 8
Note on A91: [Threaded comment] Your version of Excel allows you to read this threaded comment; however, any edits to it will get removed if the file is opened in a newer version of Excel. Learn more: https://go.microsoft.com/fwlink/?linkid=870924 Comment: Already in NEW CAPEX items

## 220L-NR
Energy and Carbon Roadmap
220 London Circuit
Asset Qualifier
Energy Consumption
Scope | Emission Source | SOURCE | UNIT COST | Units | BASE | CURRENT | FY25 | FY26 | FY27 | FY28 | FY29 | FY30 | FY31 | FY32 | FY33 | Reduction
ACT2 | Electricity Consumption | Black | 0.21276 | MWh | 1111.948 | 1111.948 | 1111.948 | 1111.948 | 1111.948 | 1111.948 | 1111.948 | 1111.948 | 1111.948 | 1111.948 | 1111.948 | 0%
ACT2 | Annual Electricity Savings |  |  | MWh | 0 | 0 | 0 | 0 | 0 | 0 | 0 | 0 | 0 | 0 | 0 | 0
Scope 1 | Gas Consumption |  | 17.9955 | GJ | 4934.901 | 4934.901 | 4934.901 | 4934.901 | 4934.901 | 4934.901 | 4934.901 | 4934.901 | 4934.901 | 4934.901 | 4934.901 | 0%
Scope 1 | Annual Gas Savings |  |  | GJ | 0 | 0 | 0 | 0 | 0 | 0 | 0 | 0 | 0 | 0 | 0 | 0
Emissions profile
Scope | Emission Source |  |  | Units | BASE | CURRENT | FY25 | FY26 | FY27 | FY28 | FY29 | FY30 | FY31 | FY32 | FY33 | Reduction
ACT2 | Electricity - Renewable |  |  | t.CO2-e | 878.4389 | 0 | 0 | 0 | 0 | 0 | 0 | 0 | 0 | 0 | 0 | 100%
Scope 1 | Gas |  |  | t.CO2-e | 254.2954 | 0 | 0 | 0 | 0 | 0 | 0 | 0 | 0 | 0 | 0 | 100%
Scope 3 | Water, waste and Utility scope 3 |  |  | t.CO2-e | 43.5975 | 0 | 0 | 0 | 0 | 0 | 0 | 0 | 0 | 0 | 0 | 100%
|  |  |  | t.CO2-e | 1176.3318 | 0 | 0 | 0 | 0 | 0 | 0 | 0 | 0 | 0 | 0 | 100%
|  |  |  | kg.CO2-e/m2 | 56.389 | 0 | 0 | 0 | 0 | 0 | 0 | 0 | 0 | 0 | 0
Net Zero Contribution
Scope | Emission Source |  |  | Units | BASE | CURRENT | FY25 | FY26 | FY27 | FY28 | FY29 | FY30 | FY31 | FY32 | FY33 | Reduction
Capital | Energy Efficiency |  |  | t.CO2-e | 0 | 0 | 0 | 0 | 0 | 0 | 0 | 0 | 0 | 0 | 0 | 0
ACT2 | Renewable Electricity |  |  | t.CO2-e | 0 | 825.0654 | 811.722 | 736.1096 | 693.8556 | 608.2356 | 511.4961 | 425.8761 | 361.3831 | 320.241 | 293.5543 | 5587.5387
Scope 1 | Gas Offsets |  |  | t.CO2-e | 0 | 254.2954 | 254.2954 | 254.2954 | 254.2954 | 254.2954 | 254.2954 | 254.2954 | 254.2954 | 254.2954 | 254.2954 | 2542.9545
Scope 1 | Electrification |  |  | t.CO2-e | 0 | 0 | 0 | 0 | 0 | 0 | 0 | 0 | 0 | 0 | 0 | 0
Scope 3 | Scope 3 Offsets |  |  | t.CO2-e | 0 | 40.0877 | 36.5778 | 33.068 | 29.5582 | 26.0484 | 22.5386 | 19.0288 | 15.5189 | 12.0091 | 12.0091 | 246.4446
Scope 3 | Scope 3 |  |  | t.CO2-e | 43.5975 | 0 | 0 | 0 | 0 | 0 | 0 | 0 | 0 | 0 | 0 | 0
Scope 1 | Gas |  |  | t.CO2-e | 254.2954 | 0 | 0 | 0 | 0 | 0 | 0 | 0 | 0 | 0 | 0 | 0
ACT2 | Grid Electricity |  |  | t.CO2-e | 878.4389 | 0 | 0 | 0 | 0 | 0 | 0 | 0 | 0 | 0 | 0 | 0
|  |  |  | t.CO2-e | 0 | 1079.3609 | 1066.0175 | 990.405 | 948.151 | 862.531 | 765.7915 | 680.1715 | 615.6785 | 574.5365 | 547.8497 | 8376.9378
Energy and Carbon Costs |  | NSW2 |  |  |  |  | FY29: COST DATA IS MADE UP
Scope | Emission Source |  |  |  | BASE | CURRENT | FY25 | FY26 | FY27 | FY28 | FY29 | FY30 | FY31 | FY32 | FY33 | TOTAL
BASELINE - Do nothing scenario
NSW2 | Electricity Consumption costs - do nothing scenario |  |  |  | 0 | 307556.1717 | 318320.6377 | 329461.8601 | 340993.0252 | 352927.781 | 365280.2534 | 378065.0622 | 453678.0747 | 469556.8073 | 485991.2956 | 3801830.9689
Scope 1 | Gas Consumption costs- do nothing scenario |  |  |  | 218766.3472 | 91470.3351 | 94214.4452 | 97040.8785 | 99952.1049 | 102950.668 | 106039.1881 | 109220.3637 | 112496.9746 | 115871.8839 | 119348.0404 | 1048604.8824
Scope 1 | Gas Offset Costs - ACCUs (Climate Active) | [5 empty] | 15257.7269 | 15257.7269 | 15257.7269 | 15257.7269 | 15257.7269 | 15257.7269 | 15257.7269 | 15257.7269 | 15257.7269 | 137319.5422
Scope 3 | Scope 3 offsets (from FY24) | [5 empty] | 2194.6701 | 1984.0811 | 1773.4921 | 1562.9031 | 1352.3141 | 1141.7251 | 931.1361 | 720.5471 | 720.5471 | 12381.4161
TOTAL COSTS |  |  |  | Total Cost | 218766.3472 | 399026.5068 | 429987.4799 | 443744.5466 | 457976.3491 | 472699.0791 | 487929.4825 | 503684.878 | 582363.9124 | 601406.9652 | 621317.61 | 5000136.8096
|  |  |  | Cost/m2 | 10.4869 | 19.1279 | 20.612 | 21.2715 | 21.9537 | 22.6595 | 23.3896 | 24.1448 | 27.9164 | 28.8292 | 29.7837
ENERGY AND CARBON ROADMAP - Implement NABERS Roadmap projects scenario
ACT2 | Electricity Consumption Costs |  |  |  | 0 | 307556.1717 | 318320.6377 | 329461.8601 | 340993.0252 | 352927.781 | 365280.2534 | 378065.0622 | 453678.0747 | 469556.8073 | 485991.2956 | 3801830.9689
Scope 1 | Gas Consumption costs |  |  |  | 40614.4125 | 91470.3351 | 94214.4452 | 97040.8785 | 99952.1049 | 102950.668 | 106039.1881 | 109220.3637 | 112496.9746 | 115871.8839 | 119348.0404 | 1048604.8824
Scope 1 | Gas Offset Costs - ACCUs (Climate Active) | [5 empty] | 15257.7269 | 15257.7269 | 15257.7269 | 15257.7269 | 15257.7269 | 15257.7269 | 15257.7269 | 15257.7269 | 15257.7269 | 137319.5422
Scope 3 | Scope 3 offsets (from FY24) - ACCUs | [5 empty] | 2194.6701 | 1984.0811 | 1773.4921 | 1562.9031 | 1352.3141 | 1141.7251 | 931.1361 | 720.5471 | 720.5471 | 12381.4161
TOTAL COSTS |  |  |  | Total Cost | 40614.4125 | 399026.5068 | 429987.4799 | 443744.5466 | 457976.3491 | 472699.0791 | 487929.4825 | 503684.878 | 582363.9124 | 601406.9652 | 621317.61 | 5000136.8096
|  |  |  | Cost/m2 | 1.9469 | 19.1279 | 20.612 | 21.2715 | 21.9537 | 22.6595 | 23.3896 | 24.1448 | 27.9164 | 28.8292 | 29.7837 | 239.6883
TOTAL SAVINGS |  |  |  | Savings | -178151.9347 | 0 | 0 | 0 | 0 | 0 | 0 | 0 | 0 | 0 | 0 | -178151.9347
|  |  |  | Cost/m2 | -8.54 | 0 | 0 | 0 | 0 | 0 | 0 | 0 | 0 | 0 | 0 | -8.54
CAPITAL COSTS - NABERS Roadmap
| All Identified Projects |  |  | TOTAL COSTS ($) |  | 0 | 0 | 0 | 0 | 0 | 0 | 0 | 0 | 0 | 0 | 0
|  |  |  | TOTAL SAVINGS ($) | -178151.9347 | 0 | 0 | 0 | 0 | 0 | 0 | 0 | 0 | 0 | 0 | -178151.9347
NABERS Roadmap | [16 empty] | Notes and Summary Outcomes |  |  |  | ^ includes projects implemented in FY32
Current rating information |  | p3013 |  | Weighted Average | BASE | CURRENT | FY25 | FY26 | FY27 | FY28 | FY29 | FY30 | FY31 | FY32 | FY33 | TOTAL | ESG ROADMAP |  | ELECTRIFICATION PLAN |  | TENANT METERING
Last rating date |  | 2023-03-31 |  | 220 London Circuit | 4.7909 | 4.7909 | 4.7909 | 4.7909 | 4.7909 | 4.7909 | 4.7909 | 4.7909 | 4.7909 | 4.7909 | 4.7909 | 0 | Status | Underway | Status | Underway | Status | Underway
State |  | ACT |  | ICPF | 5.294 | 5.2979 | 5.3084 | 5.3897 | 5.3956 | 5.4347 | 5.4495 | 5.4516 | 5.4802 | 5.5092 | 5.5586 | 0.26458 | Total Cost |  | Total Cost |  | Collection process
NABERS Rating Type (Base/Whole) |  | Base | [14 empty] | Annual Savings |  | Progress by FY32 |  | NLA covered | 0%
Postcode |  | 2060 | [14 empty] | Est IRR |  | Est. 100% completion |  | Cost for automation | 0
Rated Area |  | 20860.96 | [14 empty] | NABERS Improvement |  |  |  | ETA 100% coverage | #NAME?
Rated Hours |  | 61.38 | [14 empty] | FY32 NABERS | 4.7909 |  |  | Tenant spec. data | 0%
Electricity Consumption (MWh) |  | 1111.948 | [14 empty] | FY33 NABERS^ | 4.7909
Gas Consumption (GJ) |  | 4934.901 | [14 empty] | Total Electricity Reduction | 0%
NABERS Benchmark Factor |  | 76 | 0% | [13 empty] | Total Gas Reduction | 0%
| Current NABERS Energy Rating: | 4.7909
Identified Projects | [5 empty] | 2024-06-30 | 2025-06-30 | 2026-06-30 | 2027-06-30 | 2028-06-30 | 2029-06-30 | 2030-06-30 | 2031-06-30 | 2032-06-30 | 2033-06-30 | 2034-06-30 | Project Classifications
Job Number | Job Description | Predicted Reduction (MWh) | Predicted Reduction (MJ) | Estimated completion date | Total Expected Cost ($) | CURRENT | FY25 | FY26 | FY27 | FY28 | FY29 | FY30 | FY31 | FY32 | FY33 | FY34 | Efficiency | Electrification | GRESB | NABERS | Est IRR | Opex | Life-cycle
[6 empty] | 0 | 0 | 0 | 0 | 0 | 0 | 0 | 0 | 0 | 0 | 0 |  |  |  | #DIV/0!
[6 empty] | 0 | 0 | 0 | 0 | 0 | 0 | 0 | 0 | 0 | 0 | 0 |  |  |  | #DIV/0!
[6 empty] | 0 | 0 | 0 | 0 | 0 | 0 | 0 | 0 | 0 | 0 | 0 |  |  |  | #DIV/0!
[6 empty] | 0 | 0 | 0 | 0 | 0 | 0 | 0 | 0 | 0 | 0 | 0 |  |  |  | #DIV/0!
[6 empty] | 0 | 0 | 0 | 0 | 0 | 0 | 0 | 0 | 0 | 0 | 0 |  |  |  | #DIV/0!
[6 empty] | 0 | 0 | 0 | 0 | 0 | 0 | 0 | 0 | 0 | 0 | 0 |  |  |  | #DIV/0!
[6 empty] | 0 | 0 | 0 | 0 | 0 | 0 | 0 | 0 | 0 | 0 | 0 |  |  |  | #DIV/0!
[6 empty] | 0 | 0 | 0 | 0 | 0 | 0 | 0 | 0 | 0 | 0 | 0 |  |  |  | #DIV/0!
[6 empty] | 0 | 0 | 0 | 0 | 0 | 0 | 0 | 0 | 0 | 0 | 0 |  |  |  | #DIV/0!
#DIV/0!
#DIV/0!
#DIV/0!
#DIV/0!
#DIV/0!
#DIV/0!
#DIV/0!
#DIV/0!
#DIV/0!
#DIV/0!
#DIV/0!
#DIV/0!
|  | 0 | 0 |  | 0 | 0 | 0 | 0 | 0 | 0 | 0 | 0 | 0 | 0 | 0 | 0 | 0 | 0 | 0 | #DIV/0! |  | 0 | 0
#NAME?
[17 empty] | MWh saved in FY13 | 0
[17 empty] | Current Rating: | #N/A
[17 empty] | Expected Rating at 31/3/2024: | 4.7909
[17 empty] | Expected Rating at 31/3/2025: | 4.7909
[17 empty] | Expected Rating at 31/3/2026: | 4.7909 | [7 empty] | 4.7909 | 0 | 0 | 0 | 0
[17 empty] | Expected Rating at 31/3/2027: | 4.7909
[17 empty] | Expected Rating at 31/3/2028: | 4.7909
[17 empty] | Expected Rating at 31/3/2029: | 4.7909
[17 empty] | Expected Rating at 31/3/2030: | 4.7909
[17 empty] | Expected Rating at 31/3/2031: | 4.7909
[17 empty] | Expected Rating at 31/3/2032: | 4.7909
[17 empty] | Expected Rating at 31/3/2033: | 4.7909
[38 empty] | Stars | NSW (2000) | VIC (3000) | QLD (4000) | SA (5000) | WA (6000) |  | Stars | NSW (2000) | VIC (3000) | QLD (4000) | SA (5000) | WA (6000) | Stars | Intensity | Unit | base + diff |  | Base | Whole Building
[38 empty] | 6 | 34.795 | 42.145 | 35.585 | 20.915 | 26.98 |  | 6 | 64.76 | 69.5 | 59.815 | 33.69 | 44.87 | 6 | 34.795 | kg/m2 |  |  | 34.795 | 64.76
[25 empty] | PLEASE DO NOT CHANGE ANYTHING IN THE CELLS IN THIS SECTION OF THE CALCULATOR | [12 empty] | 5.5 | 52.1925 | 63.2175 | 53.3775 | 31.3725 | 40.47 |  | 5.5 | 97.14 | 104.25 | 89.7225 | 50.535 | 67.305 | 5.5 | 52.1925 | kg/m2 |  |  | 52.1925 | 97.14 |  |  | Elec (kg/MWh) | Gas (kG/GJ)
[37 empty] | Base Building | 5 | 69.59 | 84.29 | 71.17 | 41.83 | 53.96 | Whole Building | 5 | 129.52 | 139 | 119.63 | 67.38 | 89.74 | 5 | 69.59 | kg/m2 | 69.59 |  | 69.59 | 129.52 |  | ACT | 810 | 51.33 | 2000 |  |  |  |  | Economy Cycle | Identified only | All |  | NLA: | 20860.96 | m2 | Emissions/m2 | 55.318
[19 empty] | 152 | Cost/MWh | [17 empty] | 4.5 | 84.92 | 101.75 | 80.29 | 51.46 | 62.39 |  | 4.5 | 158.69 | 166.57 | 142.47 | 84.06 | 105.77 | 4.5 | 84.92 | kg/m2 | 15.33 |  | 84.92 | 158.69 |  | NSW | 810 | 51.33 | 2000 |  | 18.7457 | El - converter | 59.3174 | BMS | Business case written | Summer |  | Current ABGR rating (w'out GP): | 5.335 | stars | t.CO2 | 1153986.3483
[38 empty] | 4 | 100.25 | 120.31 | 89.42 | 61.1 | 70.83 |  | 4 | 187.86 | 194.15 | 165.3 | 100.73 | 121.79 | 4 | 100.25 | kg/m2 | 15.33 |  | 100.25 | 187.86 |  | QLD | 810 | 51.33 | 3000 |  | 295.812 | Gas - converter | 16.6826 | HVAC | Approved to implement | Winter |  | ABGR Electricity intensity: | 59.3174 | kg/m2 | Electrical emissions | 900677.88
[38 empty] | 3.5 | 115.57 | 138.88 | 98.54 | 70.74 | 79.26 |  | 3.5 | 217.04 | 221.73 | 188.13 | 117.41 | 137.82 | 3.5 | 115.57 | kg/m2 | 15.32 |  | 115.57 | 217.04 |  | SA | 770 | 51.33 | 4000 |  |  |  |  | Chillers | Rejected, do not persue | Shoulder |  | Current NABERS Water rating: |  | stars | Gas emissions | 253308.4683
[38 empty] | 3 | 130.9 | 157.45 | 107.66 | 80.38 | 87.69 |  | 3 | 246.21 | 249.31 | 210.96 | 134.09 | 153.85 | 3 | 130.9 | kg/m2 | 15.33 |  | 130.9 | 246.21 |  | VIC | 980 | 51.33 | 5000 |  | 0.152 |  |  | VSDs | Rejected but reconsider |  |  | Energy performance tracking | Consumption | Unit |  | 45.0619
[38 empty] | 2.5 | 146.23 | 176.01 | 116.79 | 90.02 | 96.12 |  | 2.5 | 275.38 | 276.89 | 233.79 | 150.77 | 169.87 | 2.5 | 146.23 | kg/m2 | 15.33 |  | 146.23 | 275.38 |  | WA | 680 | 51.33 | 6000 |  |  |  |  | Lighting replacement and controls | Complete |  |  | Current Electricity Consumption: | 1111.948 | MWh |  |  | #N/A
[21 empty] | Average Electricity Price ($/kWh): | 0.152 | [15 empty] | 2 | 161.56 | 194.58 | 125.91 | 99.65 | 104.55 |  | 2 | 304.55 | 304.47 | 256.62 | 167.44 | 185.9 | 2 | 161.56 | kg/m2 | 15.33 |  | 161.56 | 304.55 | [9 empty] | Condensor water loop |  |  |  | Current Gas Consumption | 4934.901 | GJ |  | 253308.4683
[38 empty] | 1.5 | 176.89 | 213.15 | 135.04 | 109.29 | 112.98 |  | 1.5 | 333.72 | 332.05 | 279.45 | 184.12 | 201.92 | 1.5 | 176.89 | kg/m2 | 15.33 |  | 176.89 | 333.72 | [9 empty] | CO/CO2 sensors |  |  |  | ABGR Gas Intensity | 16.6826
[21 empty] | Rating benefit calulator | [16 empty] | 1 | 192.21 | 231.71 | 144.16 | 118.93 | 121.42 |  | 1 | 362.89 | 359.62 | 302.28 | 200.8 | 217.95 | 1 | 192.21 | kg/m2 | 15.32 |  | 192.21 | 362.89 | [9 empty] | Submetering |  |  |  |  | 76
[39 empty] | NSW | VIC | QLD | SA | WA |  |  | NSW | VIC | QLD | SA | WA | [16 empty] | Cooling Tower
[6 empty] | 2024-06-30 | 2025-06-30 | 2026-06-30 | 2027-06-30 | 2028-06-30 | 2029-06-30 | 2030-06-30 | 2031-06-30 | 2032-06-30 | 2033-06-30 | 2034-06-30 | [5 empty] | Savings | Payback | + stars | kg/m2 | 2024-03-31 | 2025-03-31 | 2026-03-31 | 2027-03-31 | 2028-03-31 | 2029-03-31 | 2030-03-31 | 2031-03-31 | 2032-03-31 | 2033-03-31 | 2034-03-31 | full year saving for business case |  | capex | opex | [14 empty] | #N/A | Stars | 69.59 | 15.33 | 15.33 | 15.32 | 15.33 | 15.33 | 15.33 | 15.33 | 15.32 |  |  |  |  | Lift | [7 empty] | Base | Whole Building
[6 empty] | 0 | 0 | 0 | 0 | 0 | 0 | 0 | 0 | 0 | 0 | 0 | [5 empty] | 0 | #DIV/0! | 0 | 0 | 0 | 0 | 0 | 0 | 0 | 0 | 0 | 0 | 0 | 0 | 0 | 0 | 0 | 0 | 0 | [14 empty] | #N/A | Current | 76 | [12 empty] | Hot Water
[6 empty] | 0 | 0 | 0 | 0 | 0 | 0 | 0 | 0 | 0 | 0 | 0 | [5 empty] | 0 | #DIV/0! | 0 | 0 | 0 | 0 | 0 | 0 | 0 | 0 | 0 | 0 | 0 | 0 | 0 | 0 | 0 | 0 | 0 | [14 empty] | #N/A | 2025-03-31 | 76 | [12 empty] | Renewables | [6 empty] | Stars | ACT | ACT | Stars | (to invert)
[6 empty] | 0 | 0 | 0 | 0 | 0 | 0 | 0 | 0 | 0 | 0 | 0 | [5 empty] | 0 | #DIV/0! | 0 | 0 | 0 | 0 | 0 | 0 | 0 | 0 | 0 | 0 | 0 | 0 | 0 | 0 | 0 | 0 | 0 | [14 empty] | #N/A | 2026-03-31 | 76 | [12 empty] | Other | [6 empty] | 1 | #N/A | #N/A | 5 | #N/A | #N/A
[6 empty] | 0 | 0 | 0 | 0 | 0 | 0 | 0 | 0 | 0 | 0 | 0 | [5 empty] | 0 | #DIV/0! | 0 | 0 | 0 | 0 | 0 | 0 | 0 | 0 | 0 | 0 | 0 | 0 | 0 | 0 | 0 | 0 | 0 | [14 empty] | #N/A | 2027-03-31 | 76 | [19 empty] | 1.5 | #N/A | #N/A | 4.5 | #N/A | #N/A
[6 empty] | 0 | 0 | 0 | 0 | 0 | 0 | 0 | 0 | 0 | 0 | 0 | [5 empty] | 0 | #DIV/0! | 0 | 0 | 0 | 0 | 0 | 0 | 0 | 0 | 0 | 0 | 0 | 0 | 0 | 0 | 0 | 0 | 0 | [14 empty] | #N/A | 2028-03-30 | 76 | [19 empty] | 2 | #N/A | #N/A | 4 | #N/A | #N/A
[6 empty] | 0 | 0 | 0 | 0 | 0 | 0 | 0 | 0 | 0 | 0 | 0 | [5 empty] | 0 | #DIV/0! | 0 | 0 | 0 | 0 | 0 | 0 | 0 | 0 | 0 | 0 | 0 | 0 | 0 | 0 | 0 | 0 | 0 | [14 empty] | #N/A | 2029-03-30 | 76 | [19 empty] | 2.5 | #N/A | #N/A | 3.5 | #N/A | #N/A
[6 empty] | 0 | 0 | 0 | 0 | 0 | 0 | 0 | 0 | 0 | 0 | 0 | [5 empty] | 0 | #DIV/0! | 0 | 0 | 0 | 0 | 0 | 0 | 0 | 0 | 0 | 0 | 0 | 0 | 0 | 0 | 0 | 0 | 0 | [14 empty] | #N/A | 2030-03-30 | 76 | [19 empty] | 3 | #N/A | #N/A | 3 | #N/A | #N/A
[6 empty] | 0 | 0 | 0 | 0 | 0 | 0 | 0 | 0 | 0 | 0 | 0 | [5 empty] | 0 | #DIV/0! | 0 | 0 | 0 | 0 | 0 | 0 | 0 | 0 | 0 | 0 | 0 | 0 | 0 | 0 | 0 | 0 | 0 | [14 empty] | #N/A | 2031-03-30 | 76 | [19 empty] | 3.5 | #N/A | #N/A | 2.5 | #N/A | #N/A
[6 empty] | 0 | 0 | 0 | 0 | 0 | 0 | 0 | 0 | 0 | 0 | 0 | [5 empty] | 0 | #DIV/0! | 0 | 0 | 0 | 0 | 0 | 0 | 0 | 0 | 0 | 0 | 0 | 0 | 0 | 0 | 0 | 0 | 0 | [14 empty] | #N/A | 2032-03-29 | 76 | [19 empty] | 4 | #N/A | #N/A | 2 | #N/A | #N/A
[6 empty] | 0 | 0 | 0 | 0 | 0 | 0 | 0 | 0 | 0 | 0 | 0 | [5 empty] | 0 | #DIV/0! | 0 | 0 | 0 | 0 | 0 | 0 | 0 | 0 | 0 | 0 | 0 | 0 | 0 | 0 | 0 | 0 | 0 | [14 empty] | #N/A | 2033-03-29 | 76 | [19 empty] | 4.5 | #N/A | #N/A | 1.5 | #N/A | #N/A
[6 empty] | 0 | 0 | 0 | 0 | 0 | 0 | 0 | 0 | 0 | 0 | 0 | [5 empty] | 0 | #DIV/0! | 0 | 0 | 0 | 0 | 0 | 0 | 0 | 0 | 0 | 0 | 0 | 0 | 0 | 0 | 0 | 0 | 0 | [36 empty] | 5 | #N/A | #N/A | 1 | #N/A | #N/A
[6 empty] | 0 | 0 | 0 | 0 | 0 | 0 | 0 | 0 | 0 | 0 | 0 | [5 empty] | 0 | #DIV/0! | 0 | 0 | 0 | 0 | 0 | 0 | 0 | 0 | 0 | 0 | 0 | 0 | 0 | 0 | 0 | 0 | 0
[6 empty] | 0 | 0 | 0 | 0 | 0 | 0 | 0 | 0 | 0 | 0 | 0 | [5 empty] | 0 | #DIV/0! | 0 | 0 | 0 | 0 | 0 | 0 | 0 | 0 | 0 | 0 | 0 | 0 | 0 | 0 | 0 | 0 | 0
[6 empty] | 0 | 0 | 0 | 0 | 0 | 0 | 0 | 0 | 0 | 0 | 0 | [5 empty] | 0 | #DIV/0! | 0 | 0 | 0 | 0 | 0 | 0 | 0 | 0 | 0 | 0 | 0 | 0 | 0 | 0 | 0 | 0 | 0
[6 empty] | 0 | 0 | 0 | 0 | 0 | 0 | 0 | 0 | 0 | 0 | 0 | [5 empty] | 0 | #DIV/0! | 0 | 0 | 0 | 0 | 0 | 0 | 0 | 0 | 0 | 0 | 0 | 0 | 0 | 0 | 0 | 0 | 0
[6 empty] | 0 | 0 | 0 | 0 | 0 | 0 | 0 | 0 | 0 | 0 | 0 | [5 empty] | 0 | #DIV/0! | 0 | 0 | 0 | 0 | 0 | 0 | 0 | 0 | 0 | 0 | 0 | 0 | 0 | 0 | 0 | 0 | 0
[6 empty] | 0 | 0 | 0 | 0 | 0 | 0 | 0 | 0 | 0 | 0 | 0 | [5 empty] | 0 | #DIV/0! | 0 | 0 | 0 | 0 | 0 | 0 | 0 | 0 | 0 | 0 | 0 | 0 | 0 | 0 | 0 | 0 | 0
[6 empty] | 0 | 0 | 0 | 0 | 0 | 0 | 0 | 0 | 0 | 0 | 0 | [5 empty] | 0 | #DIV/0! | 0 | 0 | 0 | 0 | 0 | 0 | 0 | 0 | 0 | 0 | 0 | 0 | 0 | 0 | 0 | 0 | 0
[6 empty] | 0 | 0 | 0 | 0 | 0 | 0 | 0 | 0 | 0 | 0 | 0 | [5 empty] | 0 | #DIV/0! | 0 | 0 | 0 | 0 | 0 | 0 | 0 | 0 | 0 | 0 | 0 | 0 | 0 | 0 | 0 | 0 | 0
[6 empty] | 0 | 0 | 0 | 0 | 0 | 0 | 0 | 0 | 0 | 0 | 0 | [5 empty] | 0 | #DIV/0! | 0 | 0 | 0 | 0 | 0 | 0 | 0 | 0 | 0 | 0 | 0 | 0 | 0 | 0 | 0 | 0 | 0
[6 empty] | 0 | 0 | 0 | 0 | 0 | 0 | 0 | 0 | 0 | 0 | 0 | [5 empty] | 0 | #DIV/0! | 0 | 0 | 0 | 0 | 0 | 0 | 0 | 0 | 0 | 0 | 0 | 0 | 0 | 0 | 0 | 0 | 0
[6 empty] | 0 | 0 | 0 | 0 | 0 | 0 | 0 | 0 | 0 | 0 | 0 | [5 empty] | 0 | #DIV/0! | 0 | 0 | 0 | 0 | 0 | 0 | 0 | 0 | 0 | 0 | 0 | 0 | 0 | 0 | 0 | 0 | 0
[6 empty] | 0 | 0 | 0 | 0 | 0 | 0 | 0 | 0 | 0 | 0 | 0 | [5 empty] | 0 | #DIV/0! | 0 | 0 | 0 | 0 | 0 | 0 | 0 | 0 | 0 | 0 | 0 | 0 | 0 | 0 | 0 | 0 | 0
[6 empty] | 0 | 0 | 0 | 0 | 0 | 0 | 0 | 0 | 0 | 0 | 0 | [5 empty] | 0 | #DIV/0! | 0 | 0 | 0 | 0 | 0 | 0 | 0 | 0 | 0 | 0 | 0 | 0 | 0 | 0 | 0 | 0 | 0
[6 empty] | 0 | 0 | 0 | 0 | 0 | 0 | 0 | 0 | 0 | 0 | 0 | [5 empty] | 0 | #DIV/0! | 0 | 0 | 0 | 0 | 0 | 0 | 0 | 0 | 0 | 0 | 0 | 0 | 0 | 0 | 0 | 0 | 0
[6 empty] | 0 | 0 | 0 | 0 | 0 | 0 | 0 | 0 | 0 | 0 | 0 | [5 empty] | 0 | #DIV/0! | 0 | 0 | 0 | 0 | 0 | 0 | 0 | 0 | 0 | 0 | 0 | 0 | 0 | 0 | 0 | 0 | 0
[6 empty] | 0 | 0 | 0 | 0 | 0 | 0 | 0 | 0 | 0 | 0 | 0 | [5 empty] | 0 | #DIV/0! | 0 | 0 | 0 | 0 | 0 | 0 | 0 | 0 | 0 | 0 | 0 | 0 | 0 | 0 | 0 | 0 | 0
[6 empty] | 0 | 0 | 0 | 0 | 0 | 0 | 0 | 0 | 0 | 0 | 0 | [5 empty] | 0 | #DIV/0! | 0 | 0 | 0 | 0 | 0 | 0 | 0 | 0 | 0 | 0 | 0 | 0 | 0 | 0 | 0 | 0 | 0
[6 empty] | 0 | 0 | 0 | 0 | 0 | 0 | 0 | 0 | 0 | 0 | 0 | [5 empty] | 0 | #DIV/0! | 0 | 0 | 0 | 0 | 0 | 0 | 0 | 0 | 0 | 0 | 0 | 0 | 0 | 0 | 0 | 0 | 0
[6 empty] | 0 | 0 | 0 | 0 | 0 | 0 | 0 | 0 | 0 | 0 | 0 | [5 empty] | 0 | #DIV/0! | 0 | 0 | 0 | 0 | 0 | 0 | 0 | 0 | 0 | 0 | 0 | 0 | 0 | 0 | 0 | 0 | 0
[6 empty] | 0 | 0 | 0 | 0 | 0 | 0 | 0 | 0 | 0 | 0 | 0 | [5 empty] | 0 | #DIV/0! | 0 | 0 | 0 | 0 | 0 | 0 | 0 | 0 | 0 | 0 | 0 | 0 | 0 | 0 | 0 | 0 | 0
[6 empty] | 0 | 0 | 0 | 0 | 0 | 0 | 0 | 0 | 0 | 0 | 0 | [5 empty] | 0 | #DIV/0! | 0 | 0 | 0 | 0 | 0 | 0 | 0 | 0 | 0 | 0 | 0 | 0 | 0 | 0 | 0 | 0 | 0
[6 empty] | 0 | 0 | 0 | 0 | 0 | 0 | 0 | 0 | 0 | 0 | 0 | [5 empty] | 0 | #DIV/0! | 0 | 0 | 0 | 0 | 0 | 0 | 0 | 0 | 0 | 0 | 0 | 0 | 0 | 0 | 0 | 0 | 0
[6 empty] | 0 | 0 | 0 | 0 | 0 | 0 | 0 | 0 | 0 | 0 | 0 | [5 empty] | 0 | #DIV/0! | 0 | 0 | 0 | 0 | 0 | 0 | 0 | 0 | 0 | 0 | 0 | 0 | 0 | 0 | 0 | 0 | 0
[6 empty] | 0 | 0 | 0 | 0 | 0 | 0 | 0 | 0 | 0 | 0 | 0 | [5 empty] | 0 | #DIV/0! | 0 | 0 | 0 | 0 | 0 | 0 | 0 | 0 | 0 | 0 | 0 | 0 | 0 | 0 | 0 | 0 | 0
[6 empty] | 0 | 0 | 0 | 0 | 0 | 0 | 0 | 0 | 0 | 0 | 0 | [5 empty] | 0 | #DIV/0! | 0 | 0 | 0 | 0 | 0 | 0 | 0 | 0 | 0 | 0 | 0 | 0 | 0 | 0 | 0 | 0 | 0
[6 empty] | 0 | 0 | 0 | 0 | 0 | 0 | 0 | 0 | 0 | 0 | 0 | [5 empty] | 0 | #DIV/0! | 0 | 0 | 0 | 0 | 0 | 0 | 0 | 0 | 0 | 0 | 0 | 0 | 0 | 0 | 0 | 0 | 0
[6 empty] | 0 | 0 | 0 | 0 | 0 | 0 | 0 | 0 | 0 | 0 | 0 | [5 empty] | 0 | #DIV/0! | 0 | 0 | 0 | 0 | 0 | 0 | 0 | 0 | 0 | 0 | 0 | 0 | 0 | 0 | 0 | 0 | 0
[6 empty] | 0 | 0 | 0 | 0 | 0 | 0 | 0 | 0 | 0 | 0 | 0 | [5 empty] | 0 | #DIV/0! | 0 | 0 | 0 | 0 | 0 | 0 | 0 | 0 | 0 | 0 | 0 | 0 | 0 | 0 | 0 | 0 | 0
[6 empty] | 0 | 0 | 0 | 0 | 0 | 0 | 0 | 0 | 0 | 0 | 0 | [5 empty] | 0 | #DIV/0! | 0 | 0 | 0 | 0 | 0 | 0 | 0 | 0 | 0 | 0 | 0 | 0 | 0 | 0 | 0 | 0 | 0
[6 empty] | 0 | 0 | 0 | 0 | 0 | 0 | 0 | 0 | 0 | 0 | 0 | [5 empty] | 0 | #DIV/0! | 0 | 0 | 0 | 0 | 0 | 0 | 0 | 0 | 0 | 0 | 0 | 0 | 0 | 0 | 0 | 0 | 0
[6 empty] | 0 | 0 | 0 | 0 | 0 | 0 | 0 | 0 | 0 | 0 | 0 | [5 empty] | 0 | #DIV/0! | 0 | 0 | 0 | 0 | 0 | 0 | 0 | 0 | 0 | 0 | 0 | 0 | 0 | 0 | 0 | 0 | 0
[6 empty] | 0 | 0 | 0 | 0 | 0 | 0 | 0 | 0 | 0 | 0 | 0 | [5 empty] | 0 | #DIV/0! | 0 | 0 | 0 | 0 | 0 | 0 | 0 | 0 | 0 | 0 | 0 | 0 | 0 | 0 | 0 | 0 | 0
[22 empty] | 0 | #DIV/0! | 0 | 0 | 0 | 0 | 0 | 0 | 0 | 0 | 0 | 0 | 0 | 0 | 0 | 0 | 0 | 0 | 0
[22 empty] | 0 | #DIV/0! | 0 | 0 | 0 | 0 | 0 | 0 | 0 | 0 | 0 | 0 | 0 | 0 | 0 | 0 | 0 | 0 | 0
[24 empty] | 0 | 0 | 0 | 0 | 0 | 0 | 0 | 0 | 0 | 0 | 0 | 0 | 0 | 0 | 0 | 0 | 0
[24 empty] | 0 | 0 | 0 | 0 | 0 | 0 | 0 | 0 | 0 | 0 | 0 | 0 | 0 | 0 | 0 | 0 | 0
[5 empty] | Electricity savings | 0 | 0 | 0 | 0 | 0 | 0 | 0 | 0 | 0 | 0 | 0 | [6 empty] | #DIV/0! | TOTAL |  | 0 | 0 | 0 | 0 | 0 | 0 | 0 | 0 | 0 | 0 | 0 | 0 | 0 | 0 | 0
[24 empty] | FY Performance | 76 | 76 | 76 | 76 | 76 | 76 | 76 | 76 | 76 | 76 | 76 | 76
[24 empty] | Star Rating | 4.7909 | 4.7909 | 4.7909 | 4.7909 | 4.7909 | 4.7909 | 4.7909 | 4.7909 | 4.7909 | 4.7909 | 4.7909 | 4.7909
[6 empty] | 0 | 0 | 0 | 0 | 0 | 0 | 0 | 0 | 0 | 0 | 0
[6 empty] | 0 | 0 | 0 | 0 | 0 | 0 | 0 | 0 | 0 | 0 | 0
[6 empty] | 0 | 0 | 0 | 0 | 0 | 0 | 0 | 0 | 0 | 0 | 0
[6 empty] | 0 | 0 | 0 | 0 | 0 | 0 | 0 | 0 | 0 | 0 | 0
[6 empty] | 0 | 0 | 0 | 0 | 0 | 0 | 0 | 0 | 0 | 0 | 0
[6 empty] | 0 | 0 | 0 | 0 | 0 | 0 | 0 | 0 | 0 | 0 | 0 | [9 empty] | 0 | 0
[6 empty] | 0 | 0 | 0 | 0 | 0 | 0 | 0 | 0 | 0 | 0 | 0 | [9 empty] | 0 | 0
[6 empty] | 0 | 0 | 0 | 0 | 0 | 0 | 0 | 0 | 0 | 0 | 0
[6 empty] | 0 | 0 | 0 | 0 | 0 | 0 | 0 | 0 | 0 | 0 | 0
[6 empty] | 0 | 0 | 0 | 0 | 0 | 0 | 0 | 0 | 0 | 0 | 0
[6 empty] | 0 | 0 | 0 | 0 | 0 | 0 | 0 | 0 | 0 | 0 | 0
[6 empty] | 0 | 0 | 0 | 0 | 0 | 0 | 0 | 0 | 0 | 0 | 0
[6 empty] | 0 | 0 | 0 | 0 | 0 | 0 | 0 | 0 | 0 | 0 | 0
[6 empty] | 0 | 0 | 0 | 0 | 0 | 0 | 0 | 0 | 0 | 0 | 0
[6 empty] | 0 | 0 | 0 | 0 | 0 | 0 | 0 | 0 | 0 | 0 | 0
[6 empty] | 0 | 0 | 0 | 0 | 0 | 0 | 0 | 0 | 0 | 0 | 0
[6 empty] | 0 | 0 | 0 | 0 | 0 | 0 | 0 | 0 | 0 | 0 | 0
[6 empty] | 0 | 0 | 0 | 0 | 0 | 0 | 0 | 0 | 0 | 0 | 0
[6 empty] | 0 | 0 | 0 | 0 | 0 | 0 | 0 | 0 | 0 | 0 | 0
[6 empty] | 0 | 0 | 0 | 0 | 0 | 0 | 0 | 0 | 0 | 0 | 0
[6 empty] | 0 | 0 | 0 | 0 | 0 | 0 | 0 | 0 | 0 | 0 | 0
[6 empty] | 0 | 0 | 0 | 0 | 0 | 0 | 0 | 0 | 0 | 0 | 0
[6 empty] | 0 | 0 | 0 | 0 | 0 | 0 | 0 | 0 | 0 | 0 | 0
[6 empty] | 0 | 0 | 0 | 0 | 0 | 0 | 0 | 0 | 0 | 0 | 0
[6 empty] | 0 | 0 | 0 | 0 | 0 | 0 | 0 | 0 | 0 | 0 | 0
[6 empty] | 0 | 0 | 0 | 0 | 0 | 0 | 0 | 0 | 0 | 0 | 0
[6 empty] | 0 | 0 | 0 | 0 | 0 | 0 | 0 | 0 | 0 | 0 | 0
[6 empty] | 0 | 0 | 0 | 0 | 0 | 0 | 0 | 0 | 0 | 0 | 0
[6 empty] | 0 | 0 | 0 | 0 | 0 | 0 | 0 | 0 | 0 | 0 | 0
[6 empty] | 0 | 0 | 0 | 0 | 0 | 0 | 0 | 0 | 0 | 0 | 0
[6 empty] | 0 | 0 | 0 | 0 | 0 | 0 | 0 | 0 | 0 | 0 | 0
[6 empty] | 0 | 0 | 0 | 0 | 0 | 0 | 0 | 0 | 0 | 0 | 0
[6 empty] | 0 | 0 | 0 | 0 | 0 | 0 | 0 | 0 | 0 | 0 | 0
[6 empty] | 0 | 0 | 0 | 0 | 0 | 0 | 0 | 0 | 0 | 0 | 0
[6 empty] | 0 | 0 | 0 | 0 | 0 | 0 | 0 | 0 | 0 | 0 | 0
[6 empty] | 0 | 0 | 0 | 0 | 0 | 0 | 0 | 0 | 0 | 0 | 0
[6 empty] | 0 | 0 | 0 | 0 | 0 | 0 | 0 | 0 | 0 | 0 | 0
[6 empty] | 0 | 0 | 0 | 0 | 0 | 0 | 0 | 0 | 0 | 0 | 0
[6 empty] | 0 | 0 | 0 | 0 | 0 | 0 | 0 | 0 | 0 | 0 | 0
[6 empty] | 0 | 0 | 0 | 0 | 0 | 0 | 0 | 0 | 0 | 0 | 0
[6 empty] | 0 | 0 | 0 | 0 | 0 | 0 | 0 | 0 | 0 | 0 | 0
[6 empty] | 0 | 0 | 0 | 0 | 0 | 0 | 0 | 0 | 0 | 0 | 0
[6 empty] | 0 | 0 | 0 | 0 | 0 | 0 | 0 | 0 | 0 | 0 | 0
[6 empty] | 0 | 0 | 0 | 0 | 0 | 0 | 0 | 0 | 0 | 0 | 0
[6 empty] | 0 | 0 | 0 | 0 | 0 | 0 | 0 | 0 | 0 | 0 | 0
[6 empty] | 0 | 0 | 0 | 0 | 0 | 0 | 0 | 0 | 0 | 0 | 0
[5 empty] | Gas Savings | 0 | 0 | 0 | 0 | 0 | 0 | 0 | 0 | 0 | 0 | 0
[5 empty] | Current | 2024-06-30 | 2025-06-30 | 2026-06-30 | 2027-06-30 | 2028-06-30 | 2029-06-30 | 2030-06-30 | 2031-06-30 | 2032-06-30 | 2033-06-30 | 2034-06-30 | 2035-06-30
|  |  |  | NABERS | 4.7909 | 4.7909 | 4.7909 | 4.7909 | 4.7909 | 4.7909 | 4.7909 | 4.7909 | 4.7909 | 4.7909 | 4.7909 | 4.7909
Formulas:
Base = [Base, row above]+365

## 259Q-NR
Energy and Carbon Roadmap
259 Queen Street
Asset Qualifier
Energy Consumption
Scope | Emission Source | SOURCE | UNIT COST | Units | BASE | CURRENT | FY25 | FY26 | FY27 | FY28 | FY29 | FY30 | FY31 | FY32 | FY33 | Reduction
QLD2 | Electricity Consumption | Black | 0.16137 | MWh | 1879.108 | 1879.108 | 1879.108 | 1879.108 | 1879.108 | 1702.43 | 1702.43 | 1702.43 | 1702.43 | 1582.055 | 1582.055 | -15.81%
QLD2 | Annual Electricity Savings |  |  | MWh | 0 | 0 | 0 | -1e-05 | -1e-05 | -176.678 | -176.678 | -176.678 | -176.678 | -297.053 | -297.053 | -1300.8181
Scope 1 | Gas Consumption |  | 0 | GJ | 0 | 0 | 0 | 0 | 0 | 0 | 0 | 0 | 0 | 0 | 0 | #DIV/0!
Scope 1 | Annual Gas Savings |  |  | GJ | 0 | 0 | 0 | 0 | 0 | 0 | 0 | 0 | 0 | 0 | 0 | 0
Emissions profile
Scope | Emission Source |  |  | Units | BASE | CURRENT | FY25 | FY26 | FY27 | FY28 | FY29 | FY30 | FY31 | FY32 | FY33 | Reduction
QLD2 | Electricity - Renewable |  |  | t.CO2-e | 1653.615 | 826.8075 | 0 | 0 | 0 | 0 | 0 | 0 | 0 | 0 | 0 | 100%
Scope 1 | Gas |  |  | t.CO2-e | 0 | 0 | 0 | 0 | 0 | 0 | 0 | 0 | 0 | 0 | 0
Scope 3 | Water and waste scope 3 |  |  | t.CO2-e | 156.9827 | 0 | 0 | 0 | 0 | 0 | 0 | 0 | 0 | 0 | 0 | 100%
|  |  |  | t.CO2-e | 1810.5977 | 826.8075 | 0 | 0 | 0 | 0 | 0 | 0 | 0 | 0 | 0 | 100%
|  |  |  | kg.CO2-e/m2 | 73.1436 | 33.401 | 0 | 0 | 0 | 0 | 0 | 0 | 0 | 0 | 0
Net Zero Contribution |  |  |  |  | 66.8019 | 33.401 | 0 | 0 | 0 | 0 | 0 | 0 | 0 | 0 | 0
Scope | Emission Source |  |  | Units | BASE | CURRENT | FY25 | FY26 | FY27 | FY28 | FY29 | FY30 | FY31 | FY32 | FY33 | Reduction
Capital | Energy Efficiency |  |  | t.CO2-e | 0 | 0 | 0 | 5.44e-06 | 5.11e-06 | 85.1588 | 80.3885 | 75.7949 | 71.3779 | 113.4742 | 109.3155 | 535.5098
QLD2 | Renewable Electricity |  |  | t.CO2-e | 0 | 826.8075 | 1155.6514 | 1022.2347 | 960.2242 | 820.5713 | 774.6056 | 730.3425 | 687.7817 | 604.345 | 582.1962 | 8164.7602
Scope 1 | Gas Offsets |  |  | t.CO2-e | 0 | 0 | 0 | 0 | 0 | 0 | 0 | 0 | 0 | 0 | 0 | 0
Scope 1 | Electrification |  |  | t.CO2-e | 0 | 0 | 0 | 0 | 0 | 0 | 0 | 0 | 0 | 0 | 0 | 0
Scope 3 | Scope 3 Offsets |  |  | t.CO2-e | 0 | 141.6928 | 126.4029 | 111.113 | 95.8231 | 80.5332 | 65.2433 | 49.9534 | 34.6635 | 19.3736 | 19.3736 | 744.1722
Scope 3 | Scope 3 |  |  | t.CO2-e | 156.9827 | 0 | 0 | 0 | 0 | 0 | 0 | 0 | 0 | 0 | 0 | 0
Scope 1 | Gas |  |  | t.CO2-e | 0 | 0 | 0 | 0 | 0 | 0 | 0 | 0 | 0 | 0 | 0 | 0
QLD2 | Grid Electricity |  |  | t.CO2-e | 1653.615 | 826.8075 | 0 | 0 | 0 | 0 | 0 | 0 | 0 | 0 | 0 | 826.8075
|  |  |  | t.CO2-e | 0 | 968.5003 | 1282.0543 | 1133.3477 | 1056.0473 | 986.2632 | 920.2374 | 856.0907 | 793.8231 | 737.1928 | 710.8853 | 9444.4423
Energy and Carbon Costs |  | NSW2
Scope | Emission Source |  |  |  | BASE | CURRENT | FY25 | FY26 | FY27 | FY28 | FY29 | FY30 | FY31 | FY32 | FY33 | TOTAL
BASELINE - Do nothing scenario
NSW2 | Electricity Consumption costs - do nothing scenario |  |  |  | 297705.61 | 394193.8733 | 407990.6588 | 422270.3319 | 437049.7935 | 452346.5363 | 468178.665 | 484564.9183 | 581477.902 | 601829.6285 | 622893.6655 | 4872795.9731
Scope 1 | Gas Consumption costs- do nothing scenario |  |  |  | 0 | 0 | 0 | 0 | 0 | 0 | 0 | 0 | 0 | 0 | 0 | 0
Scope 1 | Gas Offset Costs - ACCUs (Climate Active) | [5 empty] | 0 | 0 | 0 | 0 | 0 | 0 | 0 | 0 | 0 | 0
Scope 3 | Scope 3 offsets (from FY24) | [5 empty] | 7584.1738 | 6666.7795 | 5749.3853 | 4831.9911 | 3914.5969 | 2997.2027 | 2079.8085 | 1162.4142 | 1162.4142 | 36148.7663
TOTAL COSTS |  |  |  | Total Cost | 297705.61 | 394193.8733 | 415574.8326 | 428937.1114 | 442799.1788 | 457178.5274 | 472093.2619 | 487562.121 | 583557.7104 | 602992.0428 | 624056.0798 | 4908944.7394
|  |  |  | Cost/m2 | 12.0266 | 15.9245 | 16.7882 | 17.328 | 17.888 | 18.4689 | 19.0714 | 19.6963 | 23.5743 | 24.3594 | 25.2103
ENERGY AND CARBON ROADMAP - Implement NABERS Roadmap projects scenario
QLD2 | Electricity Consumption Costs |  |  |  | 297705.61 | 394193.8733 | 407990.6588 | 422270.3296 | 437049.7912 | 409815.8856 | 424159.4416 | 439005.0221 | 526806.0265 | 506691.2423 | 524425.4358 | 4492407.7069
Scope 1 | Gas Consumption costs |  |  |  | 0 | 0 | 0 | 0 | 0 | 0 | 0 | 0 | 0 | 0 | 0 | 0
Scope 1 | Gas Offset Costs - ACCUs (Climate Active) | [5 empty] | 0 | 0 | 0 | 0 | 0 | 0 | 0 | 0 | 0 | 0
Scope 3 | Scope 3 offsets (from FY24) - ACCUs | [5 empty] | 7584.1738 | 6666.7795 | 5749.3853 | 4831.9911 | 3914.5969 | 2997.2027 | 2079.8085 | 1162.4142 | 1162.4142 | 36148.7663
TOTAL COSTS |  |  |  | Total Cost | 297705.61 | 394193.8733 | 415574.8326 | 428937.1092 | 442799.1765 | 414647.8767 | 428074.0385 | 442002.2248 | 528885.835 | 507853.6566 | 525587.85 | 4528556.4731
|  |  |  | Cost/m2 | 12.0266 | 15.9245 | 16.7882 | 17.328 | 17.888 | 16.7507 | 17.2931 | 17.8558 | 21.3657 | 20.516 | 21.2324 | 182.9424
TOTAL SAVINGS |  |  |  | Savings | 0 | 0 | 0 | -0.0022472 | -0.0023258 | -42530.6506 | -44019.2234 | -45559.8962 | -54671.8755 | -95138.3862 | -98468.2297 | -380388.2663
|  |  |  | Cost/m2 | 0 | 0 | 0 | -9.0781e-08 | -9.3958e-08 | -1.7181 | -1.7783 | -1.8405 | -2.2086 | -3.8434 | -3.9779 | -15.3667
CAPITAL COSTS - NABERS Roadmap
| All Identified Projects |  |  | TOTAL COSTS ($) |  | 0 | 25000 | 0 | 180937.5 | 0 | 0 | 0 | 1603125 | 0 | 0 | 1809062.5
|  |  |  | TOTAL SAVINGS ($) | 0 | 0 | 0 | -0.0022472 | -0.0023258 | -42530.6506 | -44019.2234 | -45559.8962 | -54671.8755 | -95138.3862 | -98468.2297 | -380388.2663
|  |  |  | TOTAL SAVINGS ($/m2 p.a.) | 0 | 0 | 0 | 9.0781e-08 | 9.3958e-08 | 1.7181 | 1.7783 | 1.8405 | 2.2086 | 3.8434 | 3.9779
NABERS Roadmap | [16 empty] | Notes and Summary Outcomes |  |  |  | ^ includes projects implemented in FY32
Current rating information |  | p4013 |  | Weighted Average | BASE | CURRENT | FY25 | FY26 | FY27 | FY28 | FY29 | FY30 | FY31 | FY32 | FY33 | TOTAL | ENERGY EFFICIENCY PLAN |  | ELECTRIFICATION PLAN |  | TENANT METERING
Last rating date |  | 2023-03-31 |  | 259 Queen Street | 5.4825 | 5.4825 | 5.4825 | 5.4825 | 5.4825 | 5.5895 | 5.5895 | 5.5895 | 5.5895 | 5.6624 | 5.6624 | 0.17992 | Status | Complete | Status | Complete | Status | Not Complete
State |  | QLD |  | ICPF | 5.294 | 5.2979 | 5.3084 | 5.3897 | 5.3956 | 5.4347 | 5.4495 | 5.4516 | 5.4802 | 5.5092 | 5.5586 | 0.26458 | Total Cost | 1759062.5 | Total Cost | 0 | Collection process | manually
NABERS Rating Type (Base/Whole) |  | Base |  | IOM | 5.2362 | 5.2411 | 5.2497 | 5.3201 | 5.3392 | 5.3755 | 5.3907 | 5.3929 | 5.4401 | 5.4606 | 5.493 | 0.25674 | Annual Savings | 35950.919 | Progress by FY32 | Complete | NLA covered | 38%
Postcode |  | 4000 | [14 empty] | Est IRR | 2.544% | Est. 100% completion | akready 100% electric | Cost for automation | 25000
Rated Area |  | 23771 | [14 empty] | NABERS Improvement | 0.351 |  |  | ETA 100% coverage | #NAME?
Rated Hours |  | 53.43 | [14 empty] | FY32 NABERS | 5.6624 |  |  | Tenant spec. data | 0%
Electricity Consumption (MWh) |  | 1879.108 | -15.81% | [13 empty] | FY33 NABERS^ | 5.6624
Gas Consumption (GJ) |  | 0 | [14 empty] | Total Electricity Reduction | -15.81%
NABERS Benchmark Factor |  | 54 | -11.86% | [13 empty] | Total Gas Reduction | n/a
| Current NABERS Energy Rating: | 5.4825
Identified Projects | [5 empty] | 2024-06-30 | 2025-06-30 | 2026-06-30 | 2027-06-30 | 2028-06-30 | 2029-06-30 | 2030-06-30 | 2031-06-30 | 2032-06-30 | 2033-06-30 | 2034-06-30 | Project Classifications
Job Number | Job Description | Predicted Reduction (MWh) | Predicted Reduction (MJ) | Estimated completion date | Total Expected Cost ($) | CURRENT | FY25 | FY26 | FY27 | FY28 | FY29 | FY30 | FY31 | FY32 | FY33 | YR 11 - 20 | Efficiency | Electrification | Tenant Metering | NABERS | Est IRR | Opex | Life-cycle
| Optimised Start-up Control for HVAC systems | -28.125 |  | 2027-03-31 | 6250 | 0 | 0 | 0 | 6250 | 0 | 0 | 0 | 0 | 0 | 0 | 0 | Yes |  |  | 0.033233 | 72.62%
| AHU Economy Cycle Dampers | -20.166 |  | 2027-03-31 | 0 | 0 | 0 | 0 | 0 | 0 | 0 | 0 | 0 | 0 | 0 | 0 | Yes |  |  | 0.023829
| TCWL Controls upgrades | -39.526 |  | 2027-03-31 | 31250 | 0 | 0 | 0 | 31250 | 0 | 0 | 0 | 0 | 0 | 0 | 0 | Yes |  |  | 0.046705 | 20.41%
| Optimise chilled water plant controls | -20.822 |  | 2027-03-31 | 12500 | 0 | 0 | 0 | 12500 | 0 | 0 | 0 | 0 | 0 | 0 | 0 | Yes |  |  | 0.024604 | 26.88%
| Back-of-House LED lighting upgrades | -12.024 |  | 2027-03-31 | 25000 | 0 | 0 | 0 | 25000 | 0 | 0 | 0 | 0 | 0 | 0 | 0 | Yes |  |  | 0.014208 | 7.761%
| Solar PV | -56.015 |  | 2027-03-31 | 80937.5 | 0 | 0 | 0 | 80937.5 | 0 | 0 | 0 | 0 | 0 | 0 | 0 | Yes |  |  | 0.066189 | 11.17%
| Tenant electricity sub-metering | -1e-05 |  | 2025-03-31 | 25000 | 0 | 25000 | 0 | 0 | 0 | 0 | 0 | 0 | 0 | 0 | 0 |  |  | Yes | 1.1816e-08 | 6.455e-06%
| DHW Heat Pump Replacement | -23.527 |  | 2031-03-31 | 28125 | 0 | 0 | 0 | 0 | 0 | 0 | 0 | 28125 | 0 | 0 | 0 | Yes |  |  | 0.0278 | 13.5%
| Chiller Replacement | -96.848 |  | 2031-03-31 | 1575000 | 0 | 0 | 0 | 0 | 0 | 0 | 0 | 1575000 | 0 | 0 | 0 | Yes |  |  | 0.11444 | 0.9923%
| Cooling Tower TDS Bleed Control |  |  | 2027-03-31 | 12500 | 0 | 0 | 0 | 12500 | 0 | 0 | 0 | 0 | 0 | 0 | 0 |  |  |  | 0 | 0%
| Water Metering and leak detection |  |  | 2027-03-31 | 12500 | 0 | 0 | 0 | 12500 | 0 | 0 | 0 | 0 | 0 | 0 | 0 |  |  |  | 0 | 0%
| Shower and Toilet Water Efficiency |  |  | 2033-03-31 | 0 | 0 | 0 | 0 | 0 | 0 | 0 | 0 | 0 | 0 | 0 | 0 |  |  |  | 0
| Rain water tank for cooling tower reuse. |  |  | 2034-03-31 | 75000 | 0 | 0 | 0 | 0 | 0 | 0 | 0 | 0 | 0 | 0 | 75000 |  |  |  | 0 | 0%
0 | bar: 2034-06-30
0 | bar: 2034-06-30
0 | bar: 2034-06-30
0 | bar: 2034-06-30
0 | bar: 2034-06-30
0 | bar: 2034-06-30
0 | bar: 2034-06-30
#DIV/0!
|  | -297.053 | 0 |  | 1884062.5 | 0 | 25000 | 0 | 180937.5 | 0 | 0 | 0 | 1603125 | 0 | 0 | 75000 | 1759062.5 | 0 | 25000 | 0.351 | 2.544% | 0 | 0
#NAME?
[17 empty] | MWh saved in FY13 | 222.7898
[17 empty] | Current Rating: | 5.9413
[17 empty] | Expected Rating at 31/3/2024: | 5.4825
[17 empty] | Expected Rating at 31/3/2025: | 5.4825
[17 empty] | Expected Rating at 31/3/2026: | 5.4825 | [7 empty] | 5.6624 | 0 | 0 | 0 | 0
[17 empty] | Expected Rating at 31/3/2027: | 5.4825
[17 empty] | Expected Rating at 31/3/2028: | 5.5895
[17 empty] | Expected Rating at 31/3/2029: | 5.5895
[17 empty] | Expected Rating at 31/3/2030: | 5.5895
[17 empty] | Expected Rating at 31/3/2031: | 5.5895
[17 empty] | Expected Rating at 31/3/2032: | 5.6624
[17 empty] | Expected Rating at 31/3/2033: | 5.6624
[38 empty] | Stars | NSW (2000) | VIC (3000) | QLD (4000) | SA (5000) | WA (6000) |  | Stars | NSW (2000) | VIC (3000) | QLD (4000) | SA (5000) | WA (6000) |  | Stars | Intensity | Unit | base + diff |  | Base | Whole Building
[38 empty] | 6 | 34.795 | 42.145 | 35.585 | 20.915 | 26.98 |  | 6 | 64.76 | 69.5 | 59.815 | 33.69 | 44.87 | BB150 | 6 | 35.585 | kg/m2 |  |  | 35.585 | 59.815
[25 empty] | PLEASE DO NOT CHANGE ANYTHING IN THE CELLS IN THIS SECTION OF THE CALCULATOR | [12 empty] | 5.5 | 52.1925 | 63.2175 | 53.3775 | 31.3725 | 40.47 |  | 5.5 | 97.14 | 104.25 | 89.7225 | 50.535 | 67.305 | BB151 | 5.5 | 53.3775 | kg/m2 |  |  | 53.3775 | 89.7225 |  |  | Elec (kg/MWh) | Gas (kG/GJ)
[37 empty] | Base Building | 5 | 69.59 | 84.29 | 71.17 | 41.83 | 53.96 | Whole Building | 5 | 129.52 | 139 | 119.63 | 67.38 | 89.74 | BB152 | 5 | 71.17 | kg/m2 | 71.17 |  | 71.17 | 119.63 |  | ACT | 810 | 51.33 | 2060 |  |  |  |  | Economy Cycle | Identified only | All |  | NLA: | 23771 | m2 | Emissions/m2 | 64.0309
[19 empty] | 152 | Cost/MWh | [17 empty] | 4.5 | 84.92 | 101.75 | 80.29 | 51.46 | 62.39 |  | 4.5 | 158.69 | 166.57 | 142.47 | 84.06 | 105.77 | BB153 | 4.5 | 80.29 | kg/m2 | 9.12 |  | 80.29 | 142.47 |  | NSW | 810 | 51.33 | 2000 |  | 34.7983 | El - converter | 54 | BMS | Business case written | Summer |  | Current ABGR rating (w'out GP): | 5.9413 | stars | t.CO2 | 1522077.48
[38 empty] | 4 | 100.25 | 120.31 | 89.42 | 61.1 | 70.83 |  | 4 | 187.86 | 194.15 | 165.3 | 100.73 | 121.79 | BB154 | 4 | 89.42 | kg/m2 | 9.13 |  | 89.42 | 165.3 |  | QLD | 810 | 51.33 | 4000 |  | 0 | Gas - converter | 0 | HVAC | Approved to implement | Winter |  | ABGR Electricity intensity: | 54 | kg/m2 | Electrical emissions | 1522077.48
[38 empty] | 3.5 | 115.57 | 138.88 | 98.54 | 70.74 | 79.26 |  | 3.5 | 217.04 | 221.73 | 188.13 | 117.41 | 137.82 | BB155 | 3.5 | 98.54 | kg/m2 | 9.12 |  | 98.54 | 188.13 |  | SA | 770 | 51.33 | 5000 |  |  |  |  | Chillers | Rejected, do not persue | Shoulder |  | Current NABERS Water rating: |  | stars | Gas emissions | 0
[38 empty] | 3 | 130.9 | 157.45 | 107.66 | 80.38 | 87.69 |  | 3 | 246.21 | 249.31 | 210.96 | 134.09 | 153.85 | BB156 | 3 | 107.66 | kg/m2 | 9.12 |  | 107.66 | 210.96 |  | VIC | 980 | 51.33 | 3000 |  | 0.152 |  |  | VSDs | Rejected but reconsider |  |  | Energy performance tracking | Consumption | Unit |  | 59.9203
[38 empty] | 2.5 | 146.23 | 176.01 | 116.79 | 90.02 | 96.12 |  | 2.5 | 275.38 | 276.89 | 233.79 | 150.77 | 169.87 | BB157 | 2.5 | 116.79 | kg/m2 | 9.13 |  | 116.79 | 233.79 |  | WA | 680 | 51.33 | 6000 |  |  |  |  | Lighting replacement and controls | Complete |  |  | Current Electricity Consumption: | 1879.108 | MWh |  |  | 5.9413
[21 empty] | Average Electricity Price ($/kWh): | 0.152 | [15 empty] | 2 | 161.56 | 194.58 | 125.91 | 99.65 | 104.55 |  | 2 | 304.55 | 304.47 | 256.62 | 167.44 | 185.9 |  | 2 | 125.91 | kg/m2 | 9.12 |  | 125.91 | 256.62 | [9 empty] | Condensor water loop |  |  |  | Current Gas Consumption | 0 | GJ |  | 0
[38 empty] | 1.5 | 176.89 | 213.15 | 135.04 | 109.29 | 112.98 |  | 1.5 | 333.72 | 332.05 | 279.45 | 184.12 | 201.92 |  | 1.5 | 135.04 | kg/m2 | 9.13 |  | 135.04 | 279.45 | [9 empty] | CO/CO2 sensors |  |  |  | ABGR Gas Intensity | 0
[21 empty] | Rating benefit calulator | [16 empty] | 1 | 192.21 | 231.71 | 144.16 | 118.93 | 121.42 |  | 1 | 362.89 | 359.62 | 302.28 | 200.8 | 217.95 |  | 1 | 144.16 | kg/m2 | 9.12 |  | 144.16 | 302.28 | [9 empty] | Submetering |  |  |  |  | 54
[39 empty] | NSW | VIC | QLD | SA | WA |  |  | NSW | VIC | QLD | SA | WA | [17 empty] | Cooling Tower
[6 empty] | 2024-06-30 | 2025-06-30 | 2026-06-30 | 2027-06-30 | 2028-06-30 | 2029-06-30 | 2030-06-30 | 2031-06-30 | 2032-06-30 | 2033-06-30 | 2034-06-30 | [5 empty] | Savings | Payback | + stars | kg/m2 | 2024-03-31 | 2025-03-31 | 2026-03-31 | 2027-03-31 | 2028-03-31 | 2029-03-31 | 2030-03-31 | 2031-03-31 | 2032-03-31 | 2033-03-31 | 2034-03-31 | full year saving for business case |  | capex | opex | [15 empty] | 80.29 | Stars | 71.17 | 9.12 | 9.13 | 9.12 | 9.12 | 9.13 | 9.12 | 9.13 | 9.12 |  |  |  |  | Lift | [7 empty] | Base | Whole Building
[6 empty] | 0 | 0 | 0 | 0 | -28.125 | -28.125 | -28.125 | -28.125 | -28.125 | -28.125 | -28.125 | [5 empty] | 0 | #DIV/0! | 0 | 0 | 0 | 0 | 0 | 0 | 0 | 0 | 0 | 0 | 0 | 0 | 0 | 0 | 0 | 0 | 0 | [15 empty] | 80.29 | Current | 54 | [12 empty] | Hot Water
[6 empty] | 0 | 0 | 0 | 0 | -20.166 | -20.166 | -20.166 | -20.166 | -20.166 | -20.166 | -20.166 | [5 empty] | -4275 | 1.462 | -0.044311 | -0.80823 | 0 | 0 | 0 | 0 | -0.80823 | -0.80823 | -0.80823 | -0.80823 | -0.80823 | -0.80823 | -0.80823 | -28.125 | 0 | 6250 | 0 | [15 empty] | 80.29 | 2025-03-31 | 54 | [12 empty] | Renewables | [6 empty] | Stars | QLD | QLD | Stars | (to invert)
[6 empty] | 0 | 0 | 0 | 0 | -39.526 | -39.526 | -39.526 | -39.526 | -39.526 | -39.526 | -39.526 | [5 empty] | -3065.232 | 0 | -0.031771 | -0.57951 | 0 | 0 | 0 | 0 | -0.57951 | -0.57951 | -0.57951 | -0.57951 | -0.57951 | -0.57951 | -0.57951 | -20.166 | 0 | 0 | 0 | [15 empty] | 80.29 | 2026-03-31 | 54 | [12 empty] | Other | [6 empty] | 1 | 144.16 | 302.28 | 5 | 71.17 | 119.63
[6 empty] | 0 | 0 | 0 | 0 | -20.822 | -20.822 | -20.822 | -20.822 | -20.822 | -20.822 | -20.822 | [5 empty] | -6007.952 | 5.2014 | -0.062273 | -1.1359 | 0 | 0 | 0 | 0 | -1.1359 | -1.1359 | -1.1359 | -1.1359 | -1.1359 | -1.1359 | -1.1359 | -39.526 | 0 | 31250 | 0 | [15 empty] | 80.29 | 2027-03-31 | 54 | [19 empty] | 1.5 | 135.04 | 279.45 | 4.5 | 80.29 | 142.47
[6 empty] | 0 | 0 | 0 | 0 | -12.024 | -12.024 | -12.024 | -12.024 | -12.024 | -12.024 | -12.024 | [5 empty] | -3164.944 | 3.9495 | -0.032805 | -0.59836 | 0 | 0 | 0 | 0 | -0.59836 | -0.59836 | -0.59836 | -0.59836 | -0.59836 | -0.59836 | -0.59836 | -20.822 | 0 | 12500 | 0 | [15 empty] | 80.29 | 2028-03-30 | 50.1921 | [19 empty] | 2 | 125.91 | 256.62 | 4 | 89.42 | 165.3
[6 empty] | 0 | 0 | 0 | 0 | -56.015 | -56.015 | -56.015 | -56.015 | -56.015 | -56.015 | -56.015 | [5 empty] | -1827.648 | 13.6788 | -0.018944 | -0.34553 | 0 | 0 | 0 | 0 | -0.34553 | -0.34553 | -0.34553 | -0.34553 | -0.34553 | -0.34553 | -0.34553 | -12.024 | 0 | 25000 | 0 | [15 empty] | 80.29 | 2029-03-30 | 50.1921 | [19 empty] | 2.5 | 116.79 | 233.79 | 3.5 | 98.54 | 188.13
[6 empty] | 0 | 0 | -1e-05 | -1e-05 | -1e-05 | -1e-05 | -1e-05 | -1e-05 | -1e-05 | -1e-05 | -1e-05 | [5 empty] | -8514.28 | 9.5061 | -0.088251 | -1.6097 | 0 | 0 | 0 | 0 | -1.6097 | -1.6097 | -1.6097 | -1.6097 | -1.6097 | -1.6097 | -1.6097 | -56.015 | 0 | 80937.5 | 0 | [15 empty] | 80.29 | 2030-03-30 | 50.1921 | [19 empty] | 3 | 107.66 | 210.96 | 3 | 107.66 | 210.96
[6 empty] | 0 | 0 | 0 | 0 | 0 | 0 | 0 | 0 | -23.527 | -23.527 | -23.527 | [5 empty] | -0.00152 | 16447368.4211 | -1.5755e-08 | -2.8737e-07 | 0 | 0 | -2.8737e-07 | -2.8737e-07 | -2.8737e-07 | -2.8737e-07 | -2.8737e-07 | -2.8737e-07 | -2.8737e-07 | -2.8737e-07 | -2.8737e-07 | -1e-05 | 0 | 25000 | 0 | [15 empty] | 80.29 | 2031-03-30 | 50.1921 | [19 empty] | 3.5 | 98.54 | 188.13 | 2.5 | 116.79 | 233.79
[6 empty] | 0 | 0 | 0 | 0 | 0 | 0 | 0 | 0 | -96.848 | -96.848 | -96.848 | [5 empty] | -3576.104 | 7.8647 | -0.037067 | -0.6761 | 0 | 0 | 0 | 0 | 0 | 0 | 0 | 0 | -0.6761 | -0.6761 | -0.6761 | -23.527 | 0 | 28125 | 0 | [15 empty] | 80.29 | 2032-03-29 | 47.5977 | [19 empty] | 4 | 89.42 | 165.3 | 2 | 125.91 | 256.62
[6 empty] | 0 | 0 | 0 | 0 | 0 | 0 | 0 | 0 | 0 | 0 | 0 | [5 empty] | -14720.896 | 106.9908 | -0.15258 | -2.7831 | 0 | 0 | 0 | 0 | 0 | 0 | 0 | 0 | -2.7831 | -2.7831 | -2.7831 | -96.848 | 0 | 1575000 | 0 | [15 empty] | 80.29 | 2033-03-29 | 47.5977 | [19 empty] | 4.5 | 80.29 | 142.47 | 1.5 | 135.04 | 279.45
[6 empty] | 0 | 0 | 0 | 0 | 0 | 0 | 0 | 0 | 0 | 0 | 0 | [5 empty] | 0 | #DIV/0! | 0 | 0 | 0 | 0 | 0 | 0 | 0 | 0 | 0 | 0 | 0 | 0 | 0 | 0 | 0 | 12500 | 0 | [37 empty] | 5 | 71.17 | 119.63 | 1 | 144.16 | 302.28
[6 empty] | 0 | 0 | 0 | 0 | 0 | 0 | 0 | 0 | 0 | 0 | 0 | [5 empty] | 0 | #DIV/0! | 0 | 0 | 0 | 0 | 0 | 0 | 0 | 0 | 0 | 0 | 0 | 0 | 0 | 0 | 0 | 12500 | 0
[6 empty] | 0 | 0 | 0 | 0 | 0 | 0 | 0 | 0 | 0 | 0 | 0 | [5 empty] | 0 | #DIV/0! | 0 | 0 | 0 | 0 | 0 | 0 | 0 | 0 | 0 | 0 | 0 | 0 | 0 | 0 | 0 | 0 | 0
[6 empty] | 0 | 0 | 0 | 0 | 0 | 0 | 0 | 0 | 0 | 0 | 0 | [5 empty] | 0 | #DIV/0! | 0 | 0 | 0 | 0 | 0 | 0 | 0 | 0 | 0 | 0 | 0 | 0 | 0 | 0 | 0 | 75000 | 0
[6 empty] | 0 | 0 | 0 | 0 | 0 | 0 | 0 | 0 | 0 | 0 | 0 | [5 empty] | 0 | #DIV/0! | 0 | 0 | 0 | 0 | 0 | 0 | 0 | 0 | 0 | 0 | 0 | 0 | 0 | 0 | 0 | 0 | 0
[6 empty] | 0 | 0 | 0 | 0 | 0 | 0 | 0 | 0 | 0 | 0 | 0 | [5 empty] | 0 | #DIV/0! | 0 | 0 | 0 | 0 | 0 | 0 | 0 | 0 | 0 | 0 | 0 | 0 | 0 | 0 | 0 | 0 | 0
[6 empty] | 0 | 0 | 0 | 0 | 0 | 0 | 0 | 0 | 0 | 0 | 0 | [5 empty] | 0 | #DIV/0! | 0 | 0 | 0 | 0 | 0 | 0 | 0 | 0 | 0 | 0 | 0 | 0 | 0 | 0 | 0 | 0 | 0
[6 empty] | 0 | 0 | 0 | 0 | 0 | 0 | 0 | 0 | 0 | 0 | 0 | [5 empty] | 0 | #DIV/0! | 0 | 0 | 0 | 0 | 0 | 0 | 0 | 0 | 0 | 0 | 0 | 0 | 0 | 0 | 0 | 0 | 0 |  |  |  | 16 | 6 | if<BB150 | 6.5504 | =IF(AJ211<$BB$150,(6+(1-AJ211/$BB$150))) |  |  |  |  | 6.5429
[6 empty] | 0 | 0 | 0 | 0 | 0 | 0 | 0 | 0 | 0 | 0 | 0 | [5 empty] | 0 | #DIV/0! | 0 | 0 | 0 | 0 | 0 | 0 | 0 | 0 | 0 | 0 | 0 | 0 | 0 | 0 | 0 | 0 | 0 |  |  |  | 52.5 | 5.5 | if <BB151 | 5.5247 | =IF(AJ211<$BB$151,5.5+(0.5*(($BB$151-AJ211)/($BB$151-$BB$150)))) | [7 empty] | 18
[6 empty] | 0 | 0 | 0 | 0 | 0 | 0 | 0 | 0 | 0 | 0 | 0 | [5 empty] | 0 | #DIV/0! | 0 | 0 | 0 | 0 | 0 | 0 | 0 | 0 | 0 | 0 | 0 | 0 | 0 | 0 | 0 | 0 | 0 |  |  |  | 69 | 5 | if<BB152 | 5.061 | =IF(AS182<$BB$152,(5+0.5*((AS182)-$BB$152)/($BB$152-$BB$151))) | [6 empty] | 2.4846
[6 empty] | 0 | 0 | 0 | 0 | 0 | 0 | 0 | 0 | 0 | 0 | 0 | [5 empty] | 0 | #DIV/0! | 0 | 0 | 0 | 0 | 0 | 0 | 0 | 0 | 0 | 0 | 0 | 0 | 0 | 0 | 0 | 0 | 0 |  |  |  |  | 4.5 | if<BB153 | FALSE | =IF(AS182<$BB$152,(5+0.5*((AS182)-$BB$152)/($BB$152-$BB$151))) |  |  |  |  | 5.122
[6 empty] | 0 | 0 | 0 | 0 | 0 | 0 | 0 | 0 | 0 | 0 | 0 | [5 empty] | 0 | #DIV/0! | 0 | 0 | 0 | 0 | 0 | 0 | 0 | 0 | 0 | 0 | 0 | 0 | 0 | 0 | 0 | 0 | 0 |  |  |  | 88 |  |  | 4.0773
[6 empty] | 0 | 0 | 0 | 0 | 0 | 0 | 0 | 0 | 0 | 0 | 0 | [5 empty] | 0 | #DIV/0! | 0 | 0 | 0 | 0 | 0 | 0 | 0 | 0 | 0 | 0 | 0 | 0 | 0 | 0 | 0 | 0 | 0
[6 empty] | 0 | 0 | 0 | 0 | 0 | 0 | 0 | 0 | 0 | 0 | 0 | [5 empty] | 0 | #DIV/0! | 0 | 0 | 0 | 0 | 0 | 0 | 0 | 0 | 0 | 0 | 0 | 0 | 0 | 0 | 0 | 0 | 0
[6 empty] | 0 | 0 | 0 | 0 | 0 | 0 | 0 | 0 | 0 | 0 | 0 | [5 empty] | 0 | #DIV/0! | 0 | 0 | 0 | 0 | 0 | 0 | 0 | 0 | 0 | 0 | 0 | 0 | 0 | 0 | 0 | 0 | 0
[6 empty] | 0 | 0 | 0 | 0 | 0 | 0 | 0 | 0 | 0 | 0 | 0 | [5 empty] | 0 | #DIV/0! | 0 | 0 | 0 | 0 | 0 | 0 | 0 | 0 | 0 | 0 | 0 | 0 | 0 | 0 | 0 | 0 | 0
[6 empty] | 0 | 0 | 0 | 0 | 0 | 0 | 0 | 0 | 0 | 0 | 0 | [5 empty] | 0 | #DIV/0! | 0 | 0 | 0 | 0 | 0 | 0 | 0 | 0 | 0 | 0 | 0 | 0 | 0 | 0 | 0 | 0 | 0
[6 empty] | 0 | 0 | 0 | 0 | 0 | 0 | 0 | 0 | 0 | 0 | 0 | [5 empty] | 0 | #DIV/0! | 0 | 0 | 0 | 0 | 0 | 0 | 0 | 0 | 0 | 0 | 0 | 0 | 0 | 0 | 0 | 0 | 0
[6 empty] | 0 | 0 | 0 | 0 | 0 | 0 | 0 | 0 | 0 | 0 | 0 | [5 empty] | 0 | #DIV/0! | 0 | 0 | 0 | 0 | 0 | 0 | 0 | 0 | 0 | 0 | 0 | 0 | 0 | 0 | 0 | 0 | 0
[6 empty] | 0 | 0 | 0 | 0 | 0 | 0 | 0 | 0 | 0 | 0 | 0 | [5 empty] | 0 | #DIV/0! | 0 | 0 | 0 | 0 | 0 | 0 | 0 | 0 | 0 | 0 | 0 | 0 | 0 | 0 | 0 | 0 | 0
[6 empty] | 0 | 0 | 0 | 0 | 0 | 0 | 0 | 0 | 0 | 0 | 0 | [5 empty] | 0 | #DIV/0! | 0 | 0 | 0 | 0 | 0 | 0 | 0 | 0 | 0 | 0 | 0 | 0 | 0 | 0 | 0 | 0 | 0
[6 empty] | 0 | 0 | 0 | 0 | 0 | 0 | 0 | 0 | 0 | 0 | 0 | [5 empty] | 0 | #DIV/0! | 0 | 0 | 0 | 0 | 0 | 0 | 0 | 0 | 0 | 0 | 0 | 0 | 0 | 0 | 0 | 0 | 0
[6 empty] | 0 | 0 | 0 | 0 | 0 | 0 | 0 | 0 | 0 | 0 | 0 | [5 empty] | 0 | #DIV/0! | 0 | 0 | 0 | 0 | 0 | 0 | 0 | 0 | 0 | 0 | 0 | 0 | 0 | 0 | 0 | 0 | 0
[6 empty] | 0 | 0 | 0 | 0 | 0 | 0 | 0 | 0 | 0 | 0 | 0 | [5 empty] | 0 | #DIV/0! | 0 | 0 | 0 | 0 | 0 | 0 | 0 | 0 | 0 | 0 | 0 | 0 | 0 | 0 | 0 | 0 | 0
[6 empty] | 0 | 0 | 0 | 0 | 0 | 0 | 0 | 0 | 0 | 0 | 0 | [5 empty] | 0 | #DIV/0! | 0 | 0 | 0 | 0 | 0 | 0 | 0 | 0 | 0 | 0 | 0 | 0 | 0 | 0 | 0 | 0 | 0
[6 empty] | 0 | 0 | 0 | 0 | 0 | 0 | 0 | 0 | 0 | 0 | 0 | [5 empty] | 0 | #DIV/0! | 0 | 0 | 0 | 0 | 0 | 0 | 0 | 0 | 0 | 0 | 0 | 0 | 0 | 0 | 0 | 0 | 0
[6 empty] | 0 | 0 | 0 | 0 | 0 | 0 | 0 | 0 | 0 | 0 | 0 | [5 empty] | 0 | #DIV/0! | 0 | 0 | 0 | 0 | 0 | 0 | 0 | 0 | 0 | 0 | 0 | 0 | 0 | 0 | 0 | 0 | 0
[6 empty] | 0 | 0 | 0 | 0 | 0 | 0 | 0 | 0 | 0 | 0 | 0 | [5 empty] | 0 | #DIV/0! | 0 | 0 | 0 | 0 | 0 | 0 | 0 | 0 | 0 | 0 | 0 | 0 | 0 | 0 | 0 | 0 | 0
[6 empty] | 0 | 0 | 0 | 0 | 0 | 0 | 0 | 0 | 0 | 0 | 0 | [5 empty] | 0 | #DIV/0! | 0 | 0 | 0 | 0 | 0 | 0 | 0 | 0 | 0 | 0 | 0 | 0 | 0 | 0 | 0 | 0 | 0
[6 empty] | 0 | 0 | 0 | 0 | 0 | 0 | 0 | 0 | 0 | 0 | 0 | [5 empty] | 0 | #DIV/0! | 0 | 0 | 0 | 0 | 0 | 0 | 0 | 0 | 0 | 0 | 0 | 0 | 0 | 0 | 0 | 0 | 0
[6 empty] | 0 | 0 | 0 | 0 | 0 | 0 | 0 | 0 | 0 | 0 | 0 | [5 empty] | 0 | #DIV/0! | 0 | 0 | 0 | 0 | 0 | 0 | 0 | 0 | 0 | 0 | 0 | 0 | 0 | 0 | 0 | 0 | 0
[6 empty] | 0 | 0 | 0 | 0 | 0 | 0 | 0 | 0 | 0 | 0 | 0 | [5 empty] | 0 | #DIV/0! | 0 | 0 | 0 | 0 | 0 | 0 | 0 | 0 | 0 | 0 | 0 | 0 | 0 | 0 | 0 | 0 | 0
[6 empty] | 0 | 0 | 0 | 0 | 0 | 0 | 0 | 0 | 0 | 0 | 0 | [5 empty] | 0 | #DIV/0! | 0 | 0 | 0 | 0 | 0 | 0 | 0 | 0 | 0 | 0 | 0 | 0 | 0 | 0 | 0 | 0 | 0
[22 empty] | 0 | #DIV/0! | 0 | 0 | 0 | 0 | 0 | 0 | 0 | 0 | 0 | 0 | 0 | 0 | 0 | 0 | 0 | 0 | 0
[22 empty] | 0 | #DIV/0! | 0 | 0 | 0 | 0 | 0 | 0 | 0 | 0 | 0 | 0 | 0 | 0 | 0 | 0 | 0 | 0 | 0
[24 empty] | 0 | 0 | 0 | 0 | 0 | 0 | 0 | 0 | 0 | 0 | 0 | 0 | 0 | 0 | 0 | 0 | 0
[24 empty] | 0 | 0 | 0 | 0 | 0 | 0 | 0 | 0 | 0 | 0 | 0 | 0 | 0 | 0 | 0 | 0 | 0
[5 empty] | Electricity savings | 0 | 0 | -1e-05 | -1e-05 | -176.678 | -176.678 | -176.678 | -176.678 | -297.053 | -297.053 | -297.053 | [6 empty] | #DIV/0! | TOTAL | -8.5364 | 0 | 0 | -2.1553e-07 | -2.1553e-07 | -3.8079 | -3.8079 | -3.8079 | -3.8079 | -6.4023 | -6.4023 | -6.4023 | -222.7898 | 0 | 1884062.5 | 0
[24 empty] | FY Performance | 54 | 54 | 54 | 54 | 54 | 50.1921 | 50.1921 | 50.1921 | 50.1921 | 47.5977 | 47.5977 | 47.5977
[24 empty] | Star Rating | 5.4825 | 5.4825 | 5.4825 | 5.4825 | 5.4825 | 5.5895 | 5.5895 | 5.5895 | 5.5895 | 5.6624 | 5.6624 | 5.6624
[6 empty] | 0 | 0 | 0 | 0 | 0 | 0 | 0 | 0 | 0 | 0 | 0
[6 empty] | 0 | 0 | 0 | 0 | 0 | 0 | 0 | 0 | 0 | 0 | 0
[6 empty] | 0 | 0 | 0 | 0 | 0 | 0 | 0 | 0 | 0 | 0 | 0
[6 empty] | 0 | 0 | 0 | 0 | 0 | 0 | 0 | 0 | 0 | 0 | 0
[6 empty] | 0 | 0 | 0 | 0 | 0 | 0 | 0 | 0 | 0 | 0 | 0
[6 empty] | 0 | 0 | 0 | 0 | 0 | 0 | 0 | 0 | 0 | 0 | 0 | [9 empty] | 1884062.5 | 0
[6 empty] | 0 | 0 | 0 | 0 | 0 | 0 | 0 | 0 | 0 | 0 | 0 | [9 empty] | 2543484.375 | 0
[6 empty] | 0 | 0 | 0 | 0 | 0 | 0 | 0 | 0 | 0 | 0 | 0
[6 empty] | 0 | 0 | 0 | 0 | 0 | 0 | 0 | 0 | 0 | 0 | 0
[6 empty] | 0 | 0 | 0 | 0 | 0 | 0 | 0 | 0 | 0 | 0 | 0
[6 empty] | 0 | 0 | 0 | 0 | 0 | 0 | 0 | 0 | 0 | 0 | 0
[6 empty] | 0 | 0 | 0 | 0 | 0 | 0 | 0 | 0 | 0 | 0 | 0
[6 empty] | 0 | 0 | 0 | 0 | 0 | 0 | 0 | 0 | 0 | 0 | 0
[6 empty] | 0 | 0 | 0 | 0 | 0 | 0 | 0 | 0 | 0 | 0 | 0
[6 empty] | 0 | 0 | 0 | 0 | 0 | 0 | 0 | 0 | 0 | 0 | 0
[6 empty] | 0 | 0 | 0 | 0 | 0 | 0 | 0 | 0 | 0 | 0 | 0
[6 empty] | 0 | 0 | 0 | 0 | 0 | 0 | 0 | 0 | 0 | 0 | 0
[6 empty] | 0 | 0 | 0 | 0 | 0 | 0 | 0 | 0 | 0 | 0 | 0
[6 empty] | 0 | 0 | 0 | 0 | 0 | 0 | 0 | 0 | 0 | 0 | 0
[6 empty] | 0 | 0 | 0 | 0 | 0 | 0 | 0 | 0 | 0 | 0 | 0
[6 empty] | 0 | 0 | 0 | 0 | 0 | 0 | 0 | 0 | 0 | 0 | 0
[6 empty] | 0 | 0 | 0 | 0 | 0 | 0 | 0 | 0 | 0 | 0 | 0
[6 empty] | 0 | 0 | 0 | 0 | 0 | 0 | 0 | 0 | 0 | 0 | 0
[6 empty] | 0 | 0 | 0 | 0 | 0 | 0 | 0 | 0 | 0 | 0 | 0
[6 empty] | 0 | 0 | 0 | 0 | 0 | 0 | 0 | 0 | 0 | 0 | 0
[6 empty] | 0 | 0 | 0 | 0 | 0 | 0 | 0 | 0 | 0 | 0 | 0
[6 empty] | 0 | 0 | 0 | 0 | 0 | 0 | 0 | 0 | 0 | 0 | 0
[6 empty] | 0 | 0 | 0 | 0 | 0 | 0 | 0 | 0 | 0 | 0 | 0
[6 empty] | 0 | 0 | 0 | 0 | 0 | 0 | 0 | 0 | 0 | 0 | 0
[6 empty] | 0 | 0 | 0 | 0 | 0 | 0 | 0 | 0 | 0 | 0 | 0
[6 empty] | 0 | 0 | 0 | 0 | 0 | 0 | 0 | 0 | 0 | 0 | 0
[6 empty] | 0 | 0 | 0 | 0 | 0 | 0 | 0 | 0 | 0 | 0 | 0
[6 empty] | 0 | 0 | 0 | 0 | 0 | 0 | 0 | 0 | 0 | 0 | 0
[6 empty] | 0 | 0 | 0 | 0 | 0 | 0 | 0 | 0 | 0 | 0 | 0
[6 empty] | 0 | 0 | 0 | 0 | 0 | 0 | 0 | 0 | 0 | 0 | 0
[6 empty] | 0 | 0 | 0 | 0 | 0 | 0 | 0 | 0 | 0 | 0 | 0
[6 empty] | 0 | 0 | 0 | 0 | 0 | 0 | 0 | 0 | 0 | 0 | 0
[6 empty] | 0 | 0 | 0 | 0 | 0 | 0 | 0 | 0 | 0 | 0 | 0
[6 empty] | 0 | 0 | 0 | 0 | 0 | 0 | 0 | 0 | 0 | 0 | 0
[6 empty] | 0 | 0 | 0 | 0 | 0 | 0 | 0 | 0 | 0 | 0 | 0
[6 empty] | 0 | 0 | 0 | 0 | 0 | 0 | 0 | 0 | 0 | 0 | 0
[6 empty] | 0 | 0 | 0 | 0 | 0 | 0 | 0 | 0 | 0 | 0 | 0
[6 empty] | 0 | 0 | 0 | 0 | 0 | 0 | 0 | 0 | 0 | 0 | 0
[6 empty] | 0 | 0 | 0 | 0 | 0 | 0 | 0 | 0 | 0 | 0 | 0
[6 empty] | 0 | 0 | 0 | 0 | 0 | 0 | 0 | 0 | 0 | 0 | 0
[6 empty] | 0 | 0 | 0 | 0 | 0 | 0 | 0 | 0 | 0 | 0 | 0
[5 empty] | Gas Savings | 0 | 0 | 0 | 0 | 0 | 0 | 0 | 0 | 0 | 0 | 0
[5 empty] | Current | 2024-06-30 | 2025-06-30 | 2026-06-30 | 2027-06-30 | 2028-06-30 | 2029-06-30 | 2030-06-30 | 2031-06-30 | 2032-06-30 | 2033-06-30 | 2034-06-30 | 2035-06-30
|  |  |  | NABERS | 5.4825 | 5.4825 | 5.4825 | 5.4825 | 5.4825 | 5.5895 | 5.5895 | 5.5895 | 5.5895 | 5.6624 | 5.6624 | 5.6624
Formulas:
Base = [Base, row above]+365

## 347K-NR
Energy and Carbon Roadmap
347 Kent Street
Asset Qualifier
Energy Consumption
Scope | Emission Source | SOURCE | UNIT COST | Units | BASE | CURRENT | FY25 | FY26 | FY27 | FY28 | FY29 | FY30 | FY31 | FY32 | FY33 | Reduction
NSW2 | Electricity Consumption | Renewables | 0.22566 | MWh | 1483.804 | 1483.804 | 1483.804 | 1503.804 | 1293.804 | 1293.804 | 1293.804 | 1293.804 | 1313.804 | 1313.804 | 1313.804 | -11.46%
NSW2 | Annual Electricity Savings |  |  | MWh | 0 | 0 | 0 | 20 | -190 | -190 | -190 | -190 | -170 | -170 | -170 | -1250
Scope 1 | Gas Consumption |  | 24.6436 | GJ | 1177.898 | 1177.898 | 1177.898 | 651.497 | 651.497 | 651.497 | 651.497 | 651.497 | 576.5679 | 576.5679 | 576.5679 | -51.05%
Scope 1 | Annual Gas Savings |  |  | GJ | 0 | 0 | 0 | -526.401 | -526.401 | -526.401 | -526.401 | -526.401 | -601.3301 | -601.3301 | -601.3301 | -4435.9952
Emissions profile
Scope | Emission Source |  |  | Units | BASE | CURRENT | FY25 | FY26 | FY27 | FY28 | FY29 | FY30 | FY31 | FY32 | FY33 | Reduction
NSW2 | Electricity - Renewable |  |  | t.CO2-e | 1172.2052 | 0 | 0 | 0 | 0 | 0 | 0 | 0 | 0 | 0 | 0 | 100%
Scope 1 | Gas |  |  | t.CO2-e | 60.6971 | 0 | 0 | 0 | 0 | 0 | 0 | 0 | 0 | 0 | 0 | 100%
Scope 3 | Water, waste and Utility scope 3 |  |  | t.CO2-e | 37.4913 | 0 | 0 | 0 | 0 | 0 | 0 | 0 | 0 | 0 | 0 | 100%
|  |  |  | t.CO2-e | 1270.3935 | 0 | 0 | 0 | 0 | 0 | 0 | 0 | 0 | 0 | 0 | 100%
|  |  |  | kg.CO2-e/m2 | 47.3692 | 0 | 0 | 0 | 0 | 0 | 0 | 0 | 0 | 0 | 0
Net Zero Contribution
Scope | Emission Source |  |  | Units | BASE | CURRENT | FY25 | FY26 | FY27 | FY28 | FY29 | FY30 | FY31 | FY32 | FY33 | Reduction
Capital | Energy Efficiency |  |  | t.CO2-e | 0 | 0 | 0 | -13.24 | 118.56 | 103.93 | 87.4 | 72.77 | 55.25 | 48.96 | 44.88 | 518.51
NSW2 | Renewable Electricity |  |  | t.CO2-e | 0 | 1100.9826 | 1083.1769 | 995.5182 | 807.3337 | 707.7108 | 595.1498 | 495.5269 | 426.9863 | 378.3756 | 346.8443 | 6937.6051
Scope 1 | Gas Offsets |  |  | t.CO2-e | 0 | 60.6971 | 60.6971 | 33.5716 | 33.5716 | 33.5716 | 33.5716 | 33.5716 | 29.7105 | 29.7105 | 29.7105 | 378.384
Scope 1 | Electrification |  |  | t.CO2-e | 0 | 0 | 0 | 27.1254 | 27.1254 | 27.1254 | 27.1254 | 27.1254 | 30.9865 | 30.9865 | 30.9865 | 228.5868
Scope 3 | Scope 3 Offsets |  |  | t.CO2-e | 0 | 35.055 | 32.6188 | 30.1825 | 27.7462 | 25.31 | 22.8737 | 20.4375 | 18.0012 | 15.565 | 15.565 | 243.3549
Scope 3 | Scope 3 |  |  | t.CO2-e | 37.4913 | 0 | 0 | 0 | 0 | 0 | 0 | 0 | 0 | 0 | 0 | 0
Scope 1 | Gas |  |  | t.CO2-e | 60.6971 | 0 | 0 | 0 | 0 | 0 | 0 | 0 | 0 | 0 | 0 | 0
NSW2 | Grid Electricity |  |  | t.CO2-e | 1172.2052 | 0 | 0 | 0 | 0 | 0 | 0 | 0 | 0 | 0 | 0 | 0
|  |  |  | t.CO2-e | 0 | 1161.6797 | 1143.874 | 1042.9753 | 986.5908 | 872.3379 | 743.2469 | 628.994 | 542.9334 | 488.0326 | 452.4213 | 8306.4408
Energy and Carbon Costs |  | NSW2
Scope | Emission Source |  |  |  | BASE | CURRENT | FY25 | FY26 | FY27 | FY28 | FY29 | FY30 | FY31 | FY32 | FY33 | TOTAL
BASELINE - Do nothing scenario
NSW2 | Electricity Consumption costs - do nothing scenario |  |  |  | 340263.14 | 435292.6601 | 450527.9032 | 466296.3798 | 482616.7531 | 499508.3394 | 516991.1313 | 535085.8209 | 642102.9851 | 664576.5896 | 687836.7702 | 5380835.3327
Scope 1 | Gas Consumption costs- do nothing scenario |  |  |  | 24102.0188 | 29898.4553 | 30795.409 | 31719.2712 | 32670.8494 | 33650.9748 | 34660.5041 | 35700.3192 | 36771.3288 | 37874.4686 | 39010.7027 | 342752.2831
Scope 1 | Gas Offset Costs - ACCUs (Climate Active) | [5 empty] | 3641.825 | 3641.825 | 3641.825 | 3641.825 | 3641.825 | 3641.825 | 3641.825 | 3641.825 | 3641.825 | 32776.4253
Scope 3 | Scope 3 offsets (from FY24) | [5 empty] | 1957.125 | 1810.9498 | 1664.7746 | 1518.5994 | 1372.4242 | 1226.249 | 1080.0738 | 933.8986 | 933.8986 | 12497.9928
TOTAL COSTS |  |  |  | Total Cost | 364365.1588 | 465191.1154 | 486922.2622 | 503468.4258 | 520594.2021 | 538319.7387 | 556665.8846 | 575654.2141 | 683596.2127 | 707026.7818 | 731423.1965 | 5768862.0339
|  |  |  | Cost/m2 | 13.5861 | 17.3456 | 18.1559 | 18.7728 | 19.4114 | 20.0723 | 20.7564 | 21.4644 | 25.4893 | 26.3629 | 27.2726
ENERGY AND CARBON ROADMAP - Implement NABERS Roadmap projects scenario
NSW2 | Electricity Consumption Costs |  |  |  | 340263.14 | 435292.6601 | 450527.9032 | 472581.5277 | 420818.0363 | 435546.6676 | 450790.801 | 466568.479 | 568536.997 | 588435.7919 | 609031.0446 | 4898129.9083
Scope 1 | Gas Consumption costs |  |  |  | 24102.0188 | 29898.4553 | 30795.409 | 17543.9733 | 18070.2925 | 18612.4013 | 19170.7734 | 19745.8966 | 17999.1539 | 18539.1285 | 19095.3023 | 209470.7861
Scope 1 | Gas Offset Costs - ACCUs (Climate Active) | [5 empty] | 3641.825 | 2014.2985 | 2014.2985 | 2014.2985 | 2014.2985 | 2014.2985 | 1782.6326 | 1782.6326 | 1782.6326 | 19061.2155
Scope 3 | Scope 3 offsets (from FY24) - ACCUs | [5 empty] | 1957.125 | 1810.9498 | 1664.7746 | 1518.5994 | 1372.4242 | 1226.249 | 1080.0738 | 933.8986 | 933.8986 | 12497.9928
TOTAL COSTS |  |  |  | Total Cost | 364365.1588 | 465191.1154 | 486922.2622 | 493950.7494 | 442567.402 | 457691.9669 | 473348.2971 | 489554.9231 | 589398.8572 | 609691.4515 | 630842.8781 | 5139159.9027
|  |  |  | Cost/m2 | 13.5861 | 17.3456 | 18.1559 | 18.4179 | 16.502 | 17.066 | 17.6497 | 18.254 | 21.9769 | 22.7336 | 23.5222 | 191.6238
TOTAL SAVINGS |  |  |  | Savings | 0 | 0 | 0 | -9517.6765 | -78026.8001 | -80627.7718 | -83317.5876 | -86099.291 | -94197.3555 | -97335.3303 | -100580.3185 | -629702.1313
|  |  |  | Cost/m2 | 0 | 0 | 0 | -0.35489 | -2.9094 | -3.0064 | -3.1067 | -3.2104 | -3.5123 | -3.6293 | -3.7503 | -23.4797
CAPITAL COSTS - NABERS Roadmap
| All Identified Projects |  |  | TOTAL COSTS ($) |  | 0 | 601335 | 1807053.4 | 0 | 0 | 0 | 483314 | 0 | 0 | 1876001 | 4767703.4
|  |  |  | TOTAL SAVINGS ($) | 0 | 0 | 0 | -9517.6765 | -78026.8001 | -80627.7718 | -83317.5876 | -86099.291 | -94197.3555 | -97335.3303 | -100580.3185 | -629702.1313
|  |  |  | TOTAL SAVINGS | 0 | 0 | 0 | 9517.6765 | 78026.8001 | 80627.7718 | 83317.5876 | 86099.291 | 94197.3555 | 97335.3303 | 100580.3185 | -2.348
NABERS Roadmap | [16 empty] | Notes and Summary Outcomes |  |  |  | ^ includes projects implemented in FY32
Current rating information |  | p2067 |  | Weighted Average | BASE | CURRENT | FY25 | FY26 | FY27 | FY28 | FY29 | FY30 | FY31 | FY32 | FY33 | TOTAL | ENERGY EFFICIENCY PLAN |  | ELECTRIFICATION PLAN |  | TENANT METERING
Last rating date |  | 2023-03-31 |  | 347 Kent Street | 5.1319 | 5.1319 | 5.1319 | 5.1439 | 5.3327 | 5.3327 | 5.3327 | 5.3327 | 5.319 | 5.319 | 5.319 | 0.18709 | Status | Complete | Status | Complete | Status | Complete
State |  | NSW | [14 empty] | Total Cost | 3414726.9 | Total Cost | 1352976.5 | Collection process | Automatic
NABERS Rating Type (Base/Whole) |  | Base |  | IOM | 5.2362 | 5.2411 | 5.2497 | 5.3201 | 5.3392 | 5.3755 | 5.3907 | 5.3929 | 5.4401 | 5.4606 | 5.493 | 0.25674 | Annual Savings | 87779.1993 | Progress by FY32 | 100% | NLA covered | 100%
Postcode |  | 2000 |  | IGO | 5.3773 | 5.3897 | 5.3989 | 5.4212 | 5.4718 | 5.4937 | 5.5097 | 5.5139 | 5.5352 | 5.5352 | 5.5316 | 0.14186 | Est IRR | 2.455% | Est. 100% completion | #NAME? | Cost for automation | 0
Rated Area |  | 19999 | [14 empty] | NABERS Improvement | 0.66964 |  |  | ETA 100% coverage | Complete
Rated Hours |  | 51.2 | [14 empty] | FY32 NABERS | 5.319 |  |  | Tenant spec. data | 100%
Electricity Consumption (MWh) |  | 1483.804 | [14 empty] | FY33 NABERS^ | 5.5496
Gas Consumption (GJ) |  | 1177.898 | [14 empty] | Total Electricity Reduction | -26.28%
NABERS Benchmark Factor |  | 65 | -10.02% | [13 empty] | Total Gas Reduction | -100%
| Current NABERS Energy Rating: | 5.1319
Identified Projects | [5 empty] | 2024-06-30 | 2025-06-30 | 2026-06-30 | 2027-06-30 | 2028-06-30 | 2029-06-30 | 2030-06-30 | 2031-06-30 | 2032-06-30 | 2033-06-30 | 2034-06-30 | Project Classifications
Job Number | Job Description | Predicted Reduction (MWh) | Predicted Reduction (MJ) | Estimated completion date | Total Expected Cost ($) | CURRENT | FY25 | FY26 | FY27 | FY28 | FY29 | FY30 | FY31 | FY32 | FY33 | YR 10 - 20 | Efficiency | Electrification | Tenant data | NABERS | Est IRR | Opex | Life-cycle
| Main AHU plant L14 low rise (5x 1990 + 2x 2019 units) - upgrade to F7 cope with bushfire & viruses |  |  | 2023-03-31 |  | 0 | 0 | 0 | 0 | 0 | 0 | 0 | 0 | 0 | 0 | 0 | Yes
| upgrade to F7 cope with bushfire & viruses |  |  | 2023-03-31 |  | 0 | 0 | 0 | 0 | 0 | 0 | 0 | 0 | 0 | 0 | 0 | Yes
IM-1374 | Podium Cooling / Heating Plant: - add buffer storage to improve reliability | -20 |  | 2025-03-31 | 52039 | 0 | 52039 | 0 | 0 | 0 | 0 | 0 | 0 | 0 | 0 | 0 | Yes | Yes |  | 0.019582 | 8.673%
[6 empty] | 0 | 0 | 0 | 0 | 0 | 0 | 0 | 0 | 0 | 0 | 0 | Yes
| Chiller - Add reverse cycle heat pump approx. 500 kW with remote flat condenser (to reduce gas consumption by 50+%) | 40 | -526.401 | 2025-03-31 | 549296 | 0 | 549296 | 0 | 0 | 0 | 0 | 0 | 0 | 0 | 0 | 0 |  | Yes |  | 0.089435 | 0.7183% |  | Yes
IM-1376 | Main AHU plant L14 low rise (5x 1990 + 2x 2019 units) - replace 5x units, new coils, new plug fans; replace 6x existing return air fans | -160 |  | 2026-03-31 | 1115400 | 0 | 0 | 1115400 | 0 | 0 | 0 | 0 | 0 | 0 | 0 | 0 | Yes |  |  | 0.15666 | 3.237% |  | Yes
IM-1377 | Main AHU plant L21 high rise (7x 1996 York units) - Upgrade 7x units, new coils, new plug fans | -40 |  | 2026-03-31 | 366614 | 0 | 0 | 366614 | 0 | 0 | 0 | 0 | 0 | 0 | 0 | 0 | Yes |  |  | 0.039164 | 2.462% |  | Yes
IM-1378 | Ventilation Systems - Replace & upgrade fans | 0 |  | 2026-03-31 | 104014 | 0 | 0 | 104014 | 0 | 0 | 0 | 0 | 0 | 0 | 0 | 0 | Yes |  |  |  | 0% |  | Yes
IM-1380? | LMR Ventilation Systems - Replace & upgrade selected fans and PAC's | -10 |  | 2026-03-31 | 117014.4 | 0 | 0 | 117014.4 | 0 | 0 | 0 | 0 | 0 | 0 | 0 | 0 | Yes |  |  | 0.0097911 | 1.929% |  | Yes
IM-1375 | Mechanical Switchboards (L14)- Replace |  |  | 2026-03-31 | 104011 | 0 | 0 | 104011 | 0 | 0 | 0 | 0 | 0 | 0 | 0 | 0 | Yes |  |  |  | 0% |  | Yes
IM-1384 | Mechanical Switchboards (L21) - Upgrade |  |  | 2030-03-31 | 52032 | 0 | 0 | 0 | 0 | 0 | 0 | 52032 | 0 | 0 | 0 | 0 | Yes |  |  |  | 0% |  | Yes
IM-1385 | Domestic Water System - replace with unitary el.units | 20 | -74.9291 | 2030-03-31 | 431282 | 0 | 0 | 0 | 0 | 0 | 0 | 431282 | 0 | 0 | 0 | 0 | Yes |  |  | -0.0012771 | -0.6183% |  | Yes
| Upgrade solar blinds | -150 |  | 2033-03-31 | 740629 | 0 | 0 | 0 | 0 | 0 | 0 | 0 | 0 | 0 | 740629 | 0 | Yes |  |  | 0.14687 | 4.57% |  | Yes
| Add and integrate addiitional heat pump for heating and integrate into CHW | 60 | -576.6699 | 2033-03-31 | 777661 | 0 | 0 | 0 | 0 | 0 | 0 | 0 | 0 | 0 | 777661 | 0 |  | Yes |  | 0.082134 | 0.08634% |  | Yes
| Upgrade office air conditioning to hybrid VAV/chilled beam system, retain AHUs and most ductwork |  |  |  |  | 0 | 0 | 0 | 0 | 0 | 0 | 0 | 0 | 0 | 0 | 0 | Yes | [5 empty] | Yes
| Add PV array and battery stack | -130 |  | 2033-03-31 | 357711 | 0 | 0 | 0 | 0 | 0 | 0 | 0 | 0 | 0 | 357711 | 0 | Yes |  |  | 0.12728 | 8.201% |  | Yes
|  | -390 | -1178 |  | 4767703.4 | 0 | 601335 | 1807053.4 | 0 | 0 | 0 | 483314 | 0 | 0 | 1876001 | 0 | 3414726.9 | 1352976.5 | 0 | 0.66964 | 2.455% | 0 | 4715664.4
|  | -170 | -601.3301 |  | 2891702.4 | [12 empty] | #NAME?
1242
1178
[17 empty] | MWh saved in FY13 | 292.5
[17 empty] | Current Rating: | 5.1497
[17 empty] | Expected Rating at 31/3/2024: | 5.1319
[17 empty] | Expected Rating at 31/3/2025: | 5.1319
[17 empty] | Expected Rating at 31/3/2026: | 5.1439 | [7 empty] | 5.5496 | 0 | 0 | 0 | 0
[17 empty] | Expected Rating at 31/3/2027: | 5.3327
[17 empty] | Expected Rating at 31/3/2028: | 5.3327
[17 empty] | Expected Rating at 31/3/2029: | 5.3327
[17 empty] | Expected Rating at 31/3/2030: | 5.3327
[17 empty] | Expected Rating at 31/3/2031: | 5.319
[17 empty] | Expected Rating at 31/3/2032: | 5.319
[17 empty] | Expected Rating at 31/3/2033: | 5.319
[38 empty] | Stars | NSW (2000) | VIC (3000) | QLD (4000) | SA (5000) | WA (6000) |  | Stars | NSW (2000) | VIC (3000) | QLD (4000) | SA (5000) | WA (6000) | Stars | Intensity | Unit | base + diff |  | Base | Whole Building
[38 empty] | 6 | 34.795 | 42.145 | 35.585 | 20.915 | 26.98 |  | 6 | 64.76 | 69.5 | 59.815 | 33.69 | 44.87 | 6 | 34.795 | kg/m2 |  |  | 34.795 | 64.76
[25 empty] | PLEASE DO NOT CHANGE ANYTHING IN THE CELLS IN THIS SECTION OF THE CALCULATOR | [12 empty] | 5.5 | 52.1925 | 63.2175 | 53.3775 | 31.3725 | 40.47 |  | 5.5 | 97.14 | 104.25 | 89.7225 | 50.535 | 67.305 | 5.5 | 52.1925 | kg/m2 |  |  | 52.1925 | 97.14 |  |  | Elec (kg/MWh) | Gas (kG/GJ)
[37 empty] | Base Building | 5 | 69.59 | 84.29 | 71.17 | 41.83 | 53.96 | Whole Building | 5 | 129.52 | 139 | 119.63 | 67.38 | 89.74 | 5 | 69.59 | kg/m2 | 69.59 |  | 69.59 | 129.52 |  | ACT | 810 | 51.33 | 2000 |  |  |  |  | Economy Cycle | Identified only | All |  | NLA: | 19999 | m2 | Emissions/m2 | 63.1203
[19 empty] | 152 | Cost/MWh | [17 empty] | 4.5 | 84.92 | 101.75 | 80.29 | 51.46 | 62.39 |  | 4.5 | 158.69 | 166.57 | 142.47 | 84.06 | 105.77 | 4.5 | 84.92 | kg/m2 | 15.33 |  | 84.92 | 158.69 |  | NSW | 810 | 51.33 | 2000 |  | 23.9761 | El - converter | 61.8867 | BMS | Business case written | Summer |  | Current ABGR rating (w'out GP): | 5.2512 | stars | t.CO2 | 1262342.7443
[38 empty] | 4 | 100.25 | 120.31 | 89.42 | 61.1 | 70.83 |  | 4 | 187.86 | 194.15 | 165.3 | 100.73 | 121.79 | 4 | 100.25 | kg/m2 | 15.33 |  | 100.25 | 187.86 |  | QLD | 810 | 51.33 | 3000 |  | 378.3491 | Gas - converter | 3.1133 | HVAC | Approved to implement | Winter |  | ABGR Electricity intensity: | 61.8867 | kg/m2 | Electrical emissions | 1201881.24
[38 empty] | 3.5 | 115.57 | 138.88 | 98.54 | 70.74 | 79.26 |  | 3.5 | 217.04 | 221.73 | 188.13 | 117.41 | 137.82 | 3.5 | 115.57 | kg/m2 | 15.32 |  | 115.57 | 217.04 |  | SA | 770 | 51.33 | 4000 |  |  |  |  | Chillers | Rejected, do not persue | Shoulder |  | Current NABERS Water rating: |  | stars | Gas emissions | 60461.5043
[38 empty] | 3 | 130.9 | 157.45 | 107.66 | 80.38 | 87.69 |  | 3 | 246.21 | 249.31 | 210.96 | 134.09 | 153.85 | 3 | 130.9 | kg/m2 | 15.33 |  | 130.9 | 246.21 |  | VIC | 980 | 51.33 | 5000 |  | 0.152 |  |  | VSDs | Rejected but reconsider |  |  | Energy performance tracking | Consumption | Unit |  | 61.6409
[38 empty] | 2.5 | 146.23 | 176.01 | 116.79 | 90.02 | 96.12 |  | 2.5 | 275.38 | 276.89 | 233.79 | 150.77 | 169.87 | 2.5 | 146.23 | kg/m2 | 15.33 |  | 146.23 | 275.38 |  | WA | 680 | 51.33 | 6000 |  |  |  |  | Lighting replacement and controls | Complete |  |  | Current Electricity Consumption: | 1483.804 | MWh |  |  | 5.1497
[21 empty] | Average Electricity Price ($/kWh): | 0.152 | [15 empty] | 2 | 161.56 | 194.58 | 125.91 | 99.65 | 104.55 |  | 2 | 304.55 | 304.47 | 256.62 | 167.44 | 185.9 | 2 | 161.56 | kg/m2 | 15.33 |  | 161.56 | 304.55 | [9 empty] | Condensor water loop |  |  |  | Current Gas Consumption | 1177.898 | GJ |  | 60461.5043
[38 empty] | 1.5 | 176.89 | 213.15 | 135.04 | 109.29 | 112.98 |  | 1.5 | 333.72 | 332.05 | 279.45 | 184.12 | 201.92 | 1.5 | 176.89 | kg/m2 | 15.33 |  | 176.89 | 333.72 | [9 empty] | CO/CO2 sensors |  |  |  | ABGR Gas Intensity | 3.1133
[21 empty] | Rating benefit calulator | [16 empty] | 1 | 192.21 | 231.71 | 144.16 | 118.93 | 121.42 |  | 1 | 362.89 | 359.62 | 302.28 | 200.8 | 217.95 | 1 | 192.21 | kg/m2 | 15.32 |  | 192.21 | 362.89 | [9 empty] | Submetering |  |  |  |  | 65
[39 empty] | NSW | VIC | QLD | SA | WA |  |  | NSW | VIC | QLD | SA | WA | [16 empty] | Cooling Tower
[6 empty] | 2024-06-30 | 2025-06-30 | 2026-06-30 | 2027-06-30 | 2028-06-30 | 2029-06-30 | 2030-06-30 | 2031-06-30 | 2032-06-30 | 2033-06-30 | 2034-06-30 | [5 empty] | Savings | Payback | + stars | kg/m2 | 2024-03-31 | 2025-03-31 | 2026-03-31 | 2027-03-31 | 2028-03-31 | 2029-03-31 | 2030-03-31 | 2031-03-31 | 2032-03-31 | 2033-03-31 | 2034-03-31 | full year saving for business case |  | capex | opex | [14 empty] | 84.92 | Stars | 69.59 | 15.33 | 15.33 | 15.32 | 15.33 | 15.33 | 15.33 | 15.33 | 15.32 |  |  |  |  | Lift | [7 empty] | Base | Whole Building
[6 empty] | 0 | 0 | 0 | 0 | 0 | 0 | 0 | 0 | 0 | 0 | 0 | [5 empty] | 0 | #DIV/0! | 0 | 0 | 0 | 0 | 0 | 0 | 0 | 0 | 0 | 0 | 0 | 0 | 0 | 0 | 0 | 0 | 0 | [14 empty] | 84.92 | Current | 65 | [12 empty] | Hot Water
[6 empty] | 0 | 0 | 0 | 0 | 0 | 0 | 0 | 0 | 0 | 0 | 0 | [5 empty] | 0 | #DIV/0! | 0 | 0 | 0 | 0 | 0 | 0 | 0 | 0 | 0 | 0 | 0 | 0 | 0 | 0 | 0 | 0 | 0 | [14 empty] | 84.92 | 2025-03-31 | 65 | [12 empty] | Renewables | [6 empty] | Stars | NSW | NSW | Stars | (to invert)
[6 empty] | 0 | 0 | -20 | -20 | -20 | -20 | -20 | -20 | -20 | -20 | -20 | [5 empty] | 0 | #DIV/0! | 0 | 0 | 0 | 0 | 0 | 0 | 0 | 0 | 0 | 0 | 0 | 0 | 0 | 0 | 0 | 0 | 0 | [14 empty] | 84.92 | 2026-03-31 | 64.5821 | [12 empty] | Other | [6 empty] | 1 | 192.21 | 362.89 | 5 | 69.59 | 129.52
[6 empty] | 0 | 0 | 0 | 0 | 0 | 0 | 0 | 0 | 0 | 0 | 0 | [5 empty] | -3040 | 17.1181 | -0.054414 | -0.83416 | 0 | 0 | -0.83416 | -0.83416 | -0.83416 | -0.83416 | -0.83416 | -0.83416 | -0.83416 | -0.83416 | -0.83416 | -20 | 0 | 52039 | 0 | [14 empty] | 84.92 | 2027-03-31 | 58.0131 | [19 empty] | 1.5 | 176.89 | 333.72 | 4.5 | 84.92 | 158.69
[6 empty] | 0 | 0 | 40 | 40 | 40 | 40 | 40 | 40 | 40 | 40 | 40 | [5 empty] | 0 | #DIV/0! | 0 | 0 | 0 | 0 | 0 | 0 | 0 | 0 | 0 | 0 | 0 | 0 | 0 | 0 | 0 | 0 | 0 | [14 empty] | 84.92 | 2028-03-30 | 58.0131 | [19 empty] | 2 | 161.56 | 304.55 | 4 | 100.25 | 187.86
[6 empty] | 0 | 0 | 0 | -160 | -160 | -160 | -160 | -160 | -160 | -160 | -160 | [5 empty] | 6080 | -90.3447 | 0.01807 | 0.27702 | 0 | 0 | 0.27702 | 0.27702 | 0.27702 | 0.27702 | 0.27702 | 0.27702 | 0.27702 | 0.27702 | 0.27702 | 40 | -526.401 | 549296 | 0 | [14 empty] | 84.92 | 2029-03-30 | 58.0131 | [19 empty] | 2.5 | 146.23 | 275.38 | 3.5 | 115.57 | 217.04
[6 empty] | 0 | 0 | 0 | -40 | -40 | -40 | -40 | -40 | -40 | -40 | -40 | [5 empty] | -24320 | 45.8635 | -0.43531 | -6.6733 | 0 | 0 | 0 | -6.6733 | -6.6733 | -6.6733 | -6.6733 | -6.6733 | -6.6733 | -6.6733 | -6.6733 | -160 | 0 | 1115400 | 0 | [14 empty] | 84.92 | 2030-03-30 | 58.0131 | [19 empty] | 3 | 130.9 | 246.21 | 3 | 130.9 | 246.21
[6 empty] | 0 | 0 | 0 | 0 | 0 | 0 | 0 | 0 | 0 | 0 | 0 | [5 empty] | -6080 | 60.2984 | -0.10883 | -1.6683 | 0 | 0 | 0 | -1.6683 | -1.6683 | -1.6683 | -1.6683 | -1.6683 | -1.6683 | -1.6683 | -1.6683 | -40 | 0 | 366614 | 0 | [14 empty] | 84.92 | 2031-03-30 | 58.4902 | [19 empty] | 3.5 | 115.57 | 217.04 | 2.5 | 146.23 | 275.38
[6 empty] | 0 | 0 | 0 | -10 | -10 | -10 | -10 | -10 | -10 | -10 | -10 | [5 empty] | 0 | #DIV/0! | 0 | 0 | 0 | 0 | 0 | 0 | 0 | 0 | 0 | 0 | 0 | 0 | 0 | 0 | 0 | 104014 | 0 | [14 empty] | 84.92 | 2032-03-29 | 58.4902 | [19 empty] | 4 | 100.25 | 187.86 | 2 | 161.56 | 304.55
[6 empty] | 0 | 0 | 0 | 0 | 0 | 0 | 0 | 0 | 0 | 0 | 0 | [5 empty] | -1520 | 76.9832 | -0.027207 | -0.41708 | 0 | 0 | 0 | -0.41708 | -0.41708 | -0.41708 | -0.41708 | -0.41708 | -0.41708 | -0.41708 | -0.41708 | -10 | 0 | 117014.4 | 0 | [14 empty] | 84.92 | 2033-03-29 | 58.4902 | [19 empty] | 4.5 | 84.92 | 158.69 | 1.5 | 176.89 | 333.72
[6 empty] | 0 | 0 | 0 | 0 | 0 | 0 | 0 | 0 | 0 | 0 | 0 | [5 empty] | 0 | #DIV/0! | 0 | 0 | 0 | 0 | 0 | 0 | 0 | 0 | 0 | 0 | 0 | 0 | 0 | 0 | 0 | 104011 | 0 | [36 empty] | 5 | 69.59 | 129.52 | 1 | 192.21 | 362.89
[6 empty] | 0 | 0 | 0 | 0 | 0 | 0 | 0 | 20 | 20 | 20 | 20 | [5 empty] | 0 | #DIV/0! | 0 | 0 | 0 | 0 | 0 | 0 | 0 | 0 | 0 | 0 | 0 | 0 | 0 | 0 | 0 | 52032 | 0
[6 empty] | 0 | 0 | 0 | 0 | 0 | 0 | 0 | 0 | 0 | 0 | -150 | [5 empty] | 3040 | -141.8691 | 0.041495 | 0.63612 | 0 | 0 | 0 | 0 | 0 | 0 | 0 | 0.63612 | 0.63612 | 0.63612 | 0.63612 | 20 | -74.9291 | 431282 | 0
[6 empty] | 0 | 0 | 0 | 0 | 0 | 0 | 0 | 0 | 0 | 0 | 60 | [5 empty] | -22800 | 32.4837 | -0.4081 | -6.2562 | 0 | 0 | 0 | 0 | 0 | 0 | 0 | 0 | 0 | 0 | -6.2562 | -150 | 0 | 740629 | 0
[6 empty] | 0 | 0 | 0 | 0 | 0 | 0 | 0 | 0 | 0 | 0 | 0 | [5 empty] | 9120 | -85.2698 | 0.063817 | 0.97832 | 0 | 0 | 0 | 0 | 0 | 0 | 0 | 0 | 0 | 0 | 0.97832 | 60 | -576.6699 | 777661 | 0
[6 empty] | 0 | 0 | 0 | 0 | 0 | 0 | 0 | 0 | 0 | 0 | -130 | [5 empty] | 0 | #DIV/0! | 0 | 0 | 0 | 0 | 0 | 0 | 0 | 0 | 0 | 0 | 0 | 0 | 0 | 0 | 0 | 0 | 0
[6 empty] | 0 | 0 | 0 | 0 | 0 | 0 | 0 | 0 | 0 | 0 | 0 | [5 empty] | -19760 | 18.1028 | -0.35369 | -5.4221 | 0 | 0 | 0 | 0 | 0 | 0 | 0 | 0 | 0 | 0 | -5.4221 | -130 | 0 | 357711 | 0
[6 empty] | 0 | 0 | 0 | 0 | 0 | 0 | 0 | 0 | 0 | 0 | 0 | [5 empty] | 0 | #DIV/0! | 0 | 0 | 0 | 0 | 0 | 0 | 0 | 0 | 0 | 0 | 0 | 0 | 0 | 0 | 0 | 0 | 0
[6 empty] | 0 | 0 | 0 | 0 | 0 | 0 | 0 | 0 | 0 | 0 | 0 | [5 empty] | 0 | #DIV/0! | 0 | 0 | 0 | 0 | 0 | 0 | 0 | 0 | 0 | 0 | 0 | 0 | 0 | 0 | 0 | 0 | 0
[6 empty] | 0 | 0 | 0 | 0 | 0 | 0 | 0 | 0 | 0 | 0 | 0 | [5 empty] | 0 | #DIV/0! | 0 | 0 | 0 | 0 | 0 | 0 | 0 | 0 | 0 | 0 | 0 | 0 | 0 | 0 | 0 | 0 | 0
[6 empty] | 0 | 0 | 0 | 0 | 0 | 0 | 0 | 0 | 0 | 0 | 0 | [5 empty] | 0 | #DIV/0! | 0 | 0 | 0 | 0 | 0 | 0 | 0 | 0 | 0 | 0 | 0 | 0 | 0 | 0 | 0 | 0 | 0
[6 empty] | 0 | 0 | 0 | 0 | 0 | 0 | 0 | 0 | 0 | 0 | 0 | [5 empty] | 0 | #DIV/0! | 0 | 0 | 0 | 0 | 0 | 0 | 0 | 0 | 0 | 0 | 0 | 0 | 0 | 0 | 0 | 0 | 0
[6 empty] | 0 | 0 | 0 | 0 | 0 | 0 | 0 | 0 | 0 | 0 | 0 | [5 empty] | 0 | #DIV/0! | 0 | 0 | 0 | 0 | 0 | 0 | 0 | 0 | 0 | 0 | 0 | 0 | 0 | 0 | 0 | 0 | 0
[6 empty] | 0 | 0 | 0 | 0 | 0 | 0 | 0 | 0 | 0 | 0 | 0 | [5 empty] | 0 | #DIV/0! | 0 | 0 | 0 | 0 | 0 | 0 | 0 | 0 | 0 | 0 | 0 | 0 | 0 | 0 | 0 | 0 | 0
[6 empty] | 0 | 0 | 0 | 0 | 0 | 0 | 0 | 0 | 0 | 0 | 0 | [5 empty] | 0 | #DIV/0! | 0 | 0 | 0 | 0 | 0 | 0 | 0 | 0 | 0 | 0 | 0 | 0 | 0 | 0 | 0 | 0 | 0
[6 empty] | 0 | 0 | 0 | 0 | 0 | 0 | 0 | 0 | 0 | 0 | 0 | [5 empty] | 0 | #DIV/0! | 0 | 0 | 0 | 0 | 0 | 0 | 0 | 0 | 0 | 0 | 0 | 0 | 0 | 0 | 0 | 0 | 0
[6 empty] | 0 | 0 | 0 | 0 | 0 | 0 | 0 | 0 | 0 | 0 | 0 | [5 empty] | 0 | #DIV/0! | 0 | 0 | 0 | 0 | 0 | 0 | 0 | 0 | 0 | 0 | 0 | 0 | 0 | 0 | 0 | 0 | 0
[6 empty] | 0 | 0 | 0 | 0 | 0 | 0 | 0 | 0 | 0 | 0 | 0 | [5 empty] | 0 | #DIV/0! | 0 | 0 | 0 | 0 | 0 | 0 | 0 | 0 | 0 | 0 | 0 | 0 | 0 | 0 | 0 | 0 | 0
[6 empty] | 0 | 0 | 0 | 0 | 0 | 0 | 0 | 0 | 0 | 0 | 0 | [5 empty] | 0 | #DIV/0! | 0 | 0 | 0 | 0 | 0 | 0 | 0 | 0 | 0 | 0 | 0 | 0 | 0 | 0 | 0 | 0 | 0
[6 empty] | 0 | 0 | 0 | 0 | 0 | 0 | 0 | 0 | 0 | 0 | 0 | [5 empty] | 0 | #DIV/0! | 0 | 0 | 0 | 0 | 0 | 0 | 0 | 0 | 0 | 0 | 0 | 0 | 0 | 0 | 0 | 0 | 0
[6 empty] | 0 | 0 | 0 | 0 | 0 | 0 | 0 | 0 | 0 | 0 | 0 | [5 empty] | 0 | #DIV/0! | 0 | 0 | 0 | 0 | 0 | 0 | 0 | 0 | 0 | 0 | 0 | 0 | 0 | 0 | 0 | 0 | 0
[6 empty] | 0 | 0 | 0 | 0 | 0 | 0 | 0 | 0 | 0 | 0 | 0 | [5 empty] | 0 | #DIV/0! | 0 | 0 | 0 | 0 | 0 | 0 | 0 | 0 | 0 | 0 | 0 | 0 | 0 | 0 | 0 | 0 | 0
[6 empty] | 0 | 0 | 0 | 0 | 0 | 0 | 0 | 0 | 0 | 0 | 0 | [5 empty] | 0 | #DIV/0! | 0 | 0 | 0 | 0 | 0 | 0 | 0 | 0 | 0 | 0 | 0 | 0 | 0 | 0 | 0 | 0 | 0
[6 empty] | 0 | 0 | 0 | 0 | 0 | 0 | 0 | 0 | 0 | 0 | 0 | [5 empty] | 0 | #DIV/0! | 0 | 0 | 0 | 0 | 0 | 0 | 0 | 0 | 0 | 0 | 0 | 0 | 0 | 0 | 0 | 0 | 0
[6 empty] | 0 | 0 | 0 | 0 | 0 | 0 | 0 | 0 | 0 | 0 | 0 | [5 empty] | 0 | #DIV/0! | 0 | 0 | 0 | 0 | 0 | 0 | 0 | 0 | 0 | 0 | 0 | 0 | 0 | 0 | 0 | 0 | 0
[6 empty] | 0 | 0 | 0 | 0 | 0 | 0 | 0 | 0 | 0 | 0 | 0 | [5 empty] | 0 | #DIV/0! | 0 | 0 | 0 | 0 | 0 | 0 | 0 | 0 | 0 | 0 | 0 | 0 | 0 | 0 | 0 | 0 | 0
[6 empty] | 0 | 0 | 0 | 0 | 0 | 0 | 0 | 0 | 0 | 0 | 0 | [5 empty] | 0 | #DIV/0! | 0 | 0 | 0 | 0 | 0 | 0 | 0 | 0 | 0 | 0 | 0 | 0 | 0 | 0 | 0 | 0 | 0
[6 empty] | 0 | 0 | 0 | 0 | 0 | 0 | 0 | 0 | 0 | 0 | 0 | [5 empty] | 0 | #DIV/0! | 0 | 0 | 0 | 0 | 0 | 0 | 0 | 0 | 0 | 0 | 0 | 0 | 0 | 0 | 0 | 0 | 0
[6 empty] | 0 | 0 | 0 | 0 | 0 | 0 | 0 | 0 | 0 | 0 | 0 | [5 empty] | 0 | #DIV/0! | 0 | 0 | 0 | 0 | 0 | 0 | 0 | 0 | 0 | 0 | 0 | 0 | 0 | 0 | 0 | 0 | 0
[6 empty] | 0 | 0 | 0 | 0 | 0 | 0 | 0 | 0 | 0 | 0 | 0 | [5 empty] | 0 | #DIV/0! | 0 | 0 | 0 | 0 | 0 | 0 | 0 | 0 | 0 | 0 | 0 | 0 | 0 | 0 | 0 | 0 | 0
[6 empty] | 0 | 0 | 0 | 0 | 0 | 0 | 0 | 0 | 0 | 0 | 0 | [5 empty] | 0 | #DIV/0! | 0 | 0 | 0 | 0 | 0 | 0 | 0 | 0 | 0 | 0 | 0 | 0 | 0 | 0 | 0 | 0 | 0
[6 empty] | 0 | 0 | 0 | 0 | 0 | 0 | 0 | 0 | 0 | 0 | 0 | [5 empty] | 0 | #DIV/0! | 0 | 0 | 0 | 0 | 0 | 0 | 0 | 0 | 0 | 0 | 0 | 0 | 0 | 0 | 0 | 0 | 0
[6 empty] | 0 | 0 | 0 | 0 | 0 | 0 | 0 | 0 | 0 | 0 | 0 | [5 empty] | 0 | #DIV/0! | 0 | 0 | 0 | 0 | 0 | 0 | 0 | 0 | 0 | 0 | 0 | 0 | 0 | 0 | 0 | 0 | 0
[22 empty] | 0 | #DIV/0! | 0 | 0 | 0 | 0 | 0 | 0 | 0 | 0 | 0 | 0 | 0 | 0 | 0 | 0 | 0 | 0 | 0
[22 empty] | 0 | #DIV/0! | 0 | 0 | 0 | 0 | 0 | 0 | 0 | 0 | 0 | 0 | 0 | 0 | 0 | 0 | 0 | 0 | 0
[24 empty] | 0 | 0 | 0 | 0 | 0 | 0 | 0 | 0 | 0 | 0 | 0 | 0 | 0 | 0 | 0 | 0 | 0
[24 empty] | 0 | 0 | 0 | 0 | 0 | 0 | 0 | 0 | 0 | 0 | 0 | 0 | 0 | 0 | 0 | 0 | 0
[5 empty] | Electricity savings | 0 | 0 | 20 | -190 | -190 | -190 | -190 | -170 | -170 | -170 | -390 | [6 empty] | #DIV/0! | TOTAL |  | 0 | 0 | -0.41786 | -6.9869 | -6.9869 | -6.9869 | -6.9869 | -6.5098 | -6.5098 | -6.5098 | -14.5348 | -292.5 | -883.5 | 4767703.4 | 0
[24 empty] | FY Performance | 65 | 65 | 65 | 64.5821 | 58.0131 | 58.0131 | 58.0131 | 58.0131 | 58.4902 | 58.4902 | 58.4902 | 50.4652
[24 empty] | Star Rating | 5.1319 | 5.1319 | 5.1319 | 5.1439 | 5.3327 | 5.3327 | 5.3327 | 5.3327 | 5.319 | 5.319 | 5.319 | 5.5496
[6 empty] | 0 | 0 | 0 | 0 | 0 | 0 | 0 | 0 | 0 | 0 | 0
[6 empty] | 0 | 0 | 0 | 0 | 0 | 0 | 0 | 0 | 0 | 0 | 0
[6 empty] | 0 | 0 | 0 | 0 | 0 | 0 | 0 | 0 | 0 | 0 | 0
[6 empty] | 0 | 0 | 0 | 0 | 0 | 0 | 0 | 0 | 0 | 0 | 0
[6 empty] | 0 | 0 | -526.401 | -526.401 | -526.401 | -526.401 | -526.401 | -526.401 | -526.401 | -526.401 | -526.401
[6 empty] | 0 | 0 | 0 | 0 | 0 | 0 | 0 | 0 | 0 | 0 | 0 | [9 empty] | 4767703.4 | 0
[6 empty] | 0 | 0 | 0 | 0 | 0 | 0 | 0 | 0 | 0 | 0 | 0 | [9 empty] | 6436399.59 | 0
[6 empty] | 0 | 0 | 0 | 0 | 0 | 0 | 0 | 0 | 0 | 0 | 0
[6 empty] | 0 | 0 | 0 | 0 | 0 | 0 | 0 | 0 | 0 | 0 | 0
[6 empty] | 0 | 0 | 0 | 0 | 0 | 0 | 0 | 0 | 0 | 0 | 0
[6 empty] | 0 | 0 | 0 | 0 | 0 | 0 | 0 | 0 | 0 | 0 | 0
[6 empty] | 0 | 0 | 0 | 0 | 0 | 0 | 0 | -74.9291 | -74.9291 | -74.9291 | -74.9291
[6 empty] | 0 | 0 | 0 | 0 | 0 | 0 | 0 | 0 | 0 | 0 | 0
[6 empty] | 0 | 0 | 0 | 0 | 0 | 0 | 0 | 0 | 0 | 0 | -576.6699
[6 empty] | 0 | 0 | 0 | 0 | 0 | 0 | 0 | 0 | 0 | 0 | 0
[6 empty] | 0 | 0 | 0 | 0 | 0 | 0 | 0 | 0 | 0 | 0 | 0
[6 empty] | 0 | 0 | 0 | 0 | 0 | 0 | 0 | 0 | 0 | 0 | 0
[6 empty] | 0 | 0 | 0 | 0 | 0 | 0 | 0 | 0 | 0 | 0 | 0
[6 empty] | 0 | 0 | 0 | 0 | 0 | 0 | 0 | 0 | 0 | 0 | 0
[6 empty] | 0 | 0 | 0 | 0 | 0 | 0 | 0 | 0 | 0 | 0 | 0
[6 empty] | 0 | 0 | 0 | 0 | 0 | 0 | 0 | 0 | 0 | 0 | 0
[6 empty] | 0 | 0 | 0 | 0 | 0 | 0 | 0 | 0 | 0 | 0 | 0
[6 empty] | 0 | 0 | 0 | 0 | 0 | 0 | 0 | 0 | 0 | 0 | 0
[6 empty] | 0 | 0 | 0 | 0 | 0 | 0 | 0 | 0 | 0 | 0 | 0
[6 empty] | 0 | 0 | 0 | 0 | 0 | 0 | 0 | 0 | 0 | 0 | 0
[6 empty] | 0 | 0 | 0 | 0 | 0 | 0 | 0 | 0 | 0 | 0 | 0
[6 empty] | 0 | 0 | 0 | 0 | 0 | 0 | 0 | 0 | 0 | 0 | 0
[6 empty] | 0 | 0 | 0 | 0 | 0 | 0 | 0 | 0 | 0 | 0 | 0
[6 empty] | 0 | 0 | 0 | 0 | 0 | 0 | 0 | 0 | 0 | 0 | 0
[6 empty] | 0 | 0 | 0 | 0 | 0 | 0 | 0 | 0 | 0 | 0 | 0
[6 empty] | 0 | 0 | 0 | 0 | 0 | 0 | 0 | 0 | 0 | 0 | 0
[6 empty] | 0 | 0 | 0 | 0 | 0 | 0 | 0 | 0 | 0 | 0 | 0
[6 empty] | 0 | 0 | 0 | 0 | 0 | 0 | 0 | 0 | 0 | 0 | 0
[6 empty] | 0 | 0 | 0 | 0 | 0 | 0 | 0 | 0 | 0 | 0 | 0
[6 empty] | 0 | 0 | 0 | 0 | 0 | 0 | 0 | 0 | 0 | 0 | 0
[6 empty] | 0 | 0 | 0 | 0 | 0 | 0 | 0 | 0 | 0 | 0 | 0
[6 empty] | 0 | 0 | 0 | 0 | 0 | 0 | 0 | 0 | 0 | 0 | 0
[6 empty] | 0 | 0 | 0 | 0 | 0 | 0 | 0 | 0 | 0 | 0 | 0
[6 empty] | 0 | 0 | 0 | 0 | 0 | 0 | 0 | 0 | 0 | 0 | 0
[6 empty] | 0 | 0 | 0 | 0 | 0 | 0 | 0 | 0 | 0 | 0 | 0
[6 empty] | 0 | 0 | 0 | 0 | 0 | 0 | 0 | 0 | 0 | 0 | 0
[6 empty] | 0 | 0 | 0 | 0 | 0 | 0 | 0 | 0 | 0 | 0 | 0
[6 empty] | 0 | 0 | 0 | 0 | 0 | 0 | 0 | 0 | 0 | 0 | 0
[6 empty] | 0 | 0 | 0 | 0 | 0 | 0 | 0 | 0 | 0 | 0 | 0
[6 empty] | 0 | 0 | 0 | 0 | 0 | 0 | 0 | 0 | 0 | 0 | 0
[6 empty] | 0 | 0 | 0 | 0 | 0 | 0 | 0 | 0 | 0 | 0 | 0
[5 empty] | Gas Savings | 0 | 0 | -526.401 | -526.401 | -526.401 | -526.401 | -526.401 | -601.3301 | -601.3301 | -601.3301 | -1178
[5 empty] | Current | 2024-06-30 | 2025-06-30 | 2026-06-30 | 2027-06-30 | 2028-06-30 | 2029-06-30 | 2030-06-30 | 2031-06-30 | 2032-06-30 | 2033-06-30 | 2034-06-30 | 2035-06-30
|  |  |  | NABERS | 5.1319 | 5.1319 | 5.1319 | 5.1439 | 5.3327 | 5.3327 | 5.3327 | 5.3327 | 5.319 | 5.319 | 5.319 | 5.5496
Formulas:
Base = [Base, row above]+365
Note on D73: [Threaded comment] Your version of Excel allows you to read this threaded comment; however, any edits to it will get removed if the file is opened in a newer version of Excel. Learn more: https://go.microsoft.com/fwlink/?linkid=870924 Comment: All gas savings scaled up to match with total gas consumption
Note on C83: [Threaded comment] Your version of Excel allows you to read this threaded comment; however, any edits to it will get removed if the file is opened in a newer version of Excel. Learn more: https://go.microsoft.com/fwlink/?linkid=870924 Comment: -150MWh
Note on F83: [Threaded comment] Your version of Excel allows you to read this threaded comment; however, any edits to it will get removed if the file is opened in a newer version of Excel. Learn more: https://go.microsoft.com/fwlink/?linkid=870924 Comment: $6.9M but prob $11M

## 388G-NR
Energy and Carbon Roadmap
388 George Street
Asset Qualifier
Energy Consumption
Scope | Emission Source | SOURCE | UNIT COST | Units | BASE | CURRENT | FY25 | FY26 | FY27 | FY28 | FY29 | FY30 | FY31 | FY32 | FY33 | Reduction
NSW3 | Electricity Consumption | Renewables | 0.083475 | MWh | 2372.889 | 2372.889 | 2372.889 | 2372.889 | 2372.889 | 2372.889 | 2372.889 | 2372.889 | 2372.889 | 2372.889 | 2372.889 | 0%
NSW3 | Annual Electricity Savings |  |  | MWh | 0 | 0 | 0 | 0 | 0 | 0 | 0 | 0 | 0 | 0 | 0 | 0
Scope 1 | Gas Consumption |  | 21.9606 | GJ | 3817 | 3817 | 3817 | 3817 | 3817 | 3817 | 3817 | 3817 | 3817 | 3817 | 3817 | 0%
Scope 1 | Annual Gas Savings |  |  | GJ | 0 | 0 | 0 | 0 | 0 | 0 | 0 | 0 | 0 | 0 | 0 | 0
Emissions profile
Scope | Emission Source |  |  | Units | BASE | CURRENT | FY25 | FY26 | FY27 | FY28 | FY29 | FY30 | FY31 | FY32 | FY33 | Reduction
NSW3 | Electricity - Renewable |  |  | t.CO2-e | 1874.5823 | 880.3418 | 0 | 0 | 0 | 0 | 0 | 0 | 0 | 0 | 0 | 100%
Scope 1 | Gas |  |  | t.CO2-e | 196.69 | 0 | 0 | 0 | 0 | 0 | 0 | 0 | 0 | 0 | 0 | 100%
Scope 3 | Water, waste and Utility scope 3 |  |  | t.CO2-e | 86.7919 | 0 | 0 | 0 | 0 | 0 | 0 | 0 | 0 | 0 | 0 | 100%
|  |  |  | t.CO2-e | 2158.0642 | 880.3418 | 0 | 0 | 0 | 0 | 0 | 0 | 0 | 0 | 0 | 100%
|  |  |  | kg.CO2-e/m2 | 52.3129 | 21.3401 | 0 | 0 | 0 | 0 | 0 | 0 | 0 | 0 | 0
Net Zero Contribution
Scope | Emission Source |  |  | Units | BASE | CURRENT | FY25 | FY26 | FY27 | FY28 | FY29 | FY30 | FY31 | FY32 | FY33 | Reduction
Capital | Energy Efficiency |  |  | t.CO2-e | 0 | 0 | 0 | 0 | 0 | 0 | 0 | 0 | 0 | 0 | 0 | 0
NSW3 | Renewable Electricity |  |  | t.CO2-e | 0 | 880.3418 | 1732.209 | 1570.8525 | 1480.6827 | 1297.9703 | 1091.5289 | 908.8165 | 771.1889 | 683.392 | 626.4427 | 11043.4254
Scope 1 | Gas Offsets |  |  | t.CO2-e | 0 | 196.69 | 196.69 | 196.69 | 196.69 | 196.69 | 196.69 | 196.69 | 196.69 | 196.69 | 196.69 | 1966.9001
Scope 1 | Electrification |  |  | t.CO2-e | 0 | 0 | 0 | 0 | 0 | 0 | 0 | 0 | 0 | 0 | 0 | 0
Scope 3 | Scope 3 Offsets |  |  | t.CO2-e | 0 | 79.6056 | 72.4193 | 65.233 | 58.0467 | 50.8604 | 43.674 | 36.4877 | 29.3014 | 22.1151 | 22.1151 | 479.8584
Scope 3 | Scope 3 |  |  | t.CO2-e | 86.7919 | 0 | 0 | 0 | 0 | 0 | 0 | 0 | 0 | 0 | 0 | 0
Scope 1 | Gas |  |  | t.CO2-e | 196.69 | 0 | 0 | 0 | 0 | 0 | 0 | 0 | 0 | 0 | 0 | 0
NSW3 | Grid Electricity |  |  | t.CO2-e | 1874.5823 | 880.3418 | 0 | 0 | 0 | 0 | 0 | 0 | 0 | 0 | 0 | 880.3418
|  |  |  | t.CO2-e | 0 | 1077.0318 | 1928.899 | 1767.5425 | 1677.3727 | 1494.6603 | 1288.219 | 1105.5065 | 967.8789 | 880.082 | 823.1327 | 13490.1839
Energy and Carbon Costs |  | NSW2
Scope | Emission Source |  |  |  | BASE | CURRENT | FY25 | FY26 | FY27 | FY28 | FY29 | FY30 | FY31 | FY32 | FY33 | TOTAL
BASELINE - Do nothing scenario
NSW2 | Electricity Consumption costs - do nothing scenario |  |  |  | 432699.87 | 257500.194 | 266512.7008 | 275840.6454 | 285495.0679 | 295487.3953 | 305829.4542 | 316533.4851 | 379840.1821 | 393134.5884 | 406894.299 | 3183068.0123
Scope 1 | Gas Consumption costs- do nothing scenario |  |  |  | 64459.1948 | 86338.2976 | 88928.4465 | 91596.2999 | 94344.1889 | 97174.5146 | 100089.75 | 103092.4425 | 106185.2158 | 109370.7723 | 112651.8954 | 989771.8234
Scope 1 | Gas Offset Costs - ACCUs (Climate Active) | [5 empty] | 11801.4006 | 11801.4006 | 11801.4006 | 11801.4006 | 11801.4006 | 11801.4006 | 11801.4006 | 11801.4006 | 11801.4006 | 106212.6054
Scope 3 | Scope 3 offsets (from FY24) | [5 empty] | 4345.1581 | 3913.9792 | 3482.8004 | 3051.6216 | 2620.4428 | 2189.264 | 1758.0852 | 1326.9064 | 1326.9064 | 24015.1642
TOTAL COSTS |  |  |  | Total Cost | 497159.0648 | 343838.4916 | 371587.706 | 383152.3251 | 395123.4579 | 407514.9321 | 420341.0476 | 433616.5922 | 499584.8837 | 515633.6677 | 532674.5015 | 4303067.6053
|  |  |  | Cost/m2 | 12.0515 | 8.3349 | 9.0075 | 9.2879 | 9.5781 | 9.8784 | 10.1893 | 10.5112 | 12.1103 | 12.4993 | 12.9124
ENERGY AND CARBON ROADMAP - Implement NABERS Roadmap projects scenario
NSW3 | Electricity Consumption Costs |  |  |  | 432699.87 | 257500.194 | 266512.7008 | 275840.6454 | 285495.0679 | 295487.3953 | 305829.4542 | 316533.4851 | 379840.1821 | 393134.5884 | 406894.299 | 3183068.0123
Scope 1 | Gas Consumption costs |  |  |  | 64459.1948 | 86338.2976 | 88928.4465 | 91596.2999 | 94344.1889 | 97174.5146 | 100089.75 | 103092.4425 | 106185.2158 | 109370.7723 | 112651.8954 | 989771.8234
Scope 1 | Gas Offset Costs - ACCUs (Climate Active) | [5 empty] | 11801.4006 | 11801.4006 | 11801.4006 | 11801.4006 | 11801.4006 | 11801.4006 | 11801.4006 | 11801.4006 | 11801.4006 | 106212.6054
Scope 3 | Scope 3 offsets (from FY24) - ACCUs | [5 empty] | 4345.1581 | 3913.9792 | 3482.8004 | 3051.6216 | 2620.4428 | 2189.264 | 1758.0852 | 1326.9064 | 1326.9064 | 24015.1642
TOTAL COSTS |  |  |  | Total Cost | 497159.0648 | 343838.4916 | 371587.706 | 383152.3251 | 395123.4579 | 407514.9321 | 420341.0476 | 433616.5922 | 499584.8837 | 515633.6677 | 532674.5015 | 4303067.6053
|  |  |  | Cost/m2 | 12.0515 | 8.3349 | 9.0075 | 9.2879 | 9.5781 | 9.8784 | 10.1893 | 10.5112 | 12.1103 | 12.4993 | 12.9124 | 104.3092
TOTAL SAVINGS |  |  |  | Savings | 0 | 0 | 0 | 0 | 0 | 0 | 0 | 0 | 0 | 0 | 0 | 0
|  |  |  | Cost/m2 | 0 | 0 | 0 | 0 | 0 | 0 | 0 | 0 | 0 | 0 | 0 | 0
CAPITAL COSTS - NABERS Roadmap
| All Identified Projects |  |  | TOTAL COSTS ($) |  | 0 | 0 | 0 | 0 | 0 | 0 | 0 | 0 | 0 | 0 | 0
|  |  |  | TOTAL SAVINGS ($) | 0 | 0 | 0 | 0 | 0 | 0 | 0 | 0 | 0 | 0 | 0 | 0
|  |  |  | TOTAL SAVINGS | 0 | 0 | 0 | 0 | 0 | 0 | 0 | 0 | 0 | 0 | 0 | 0
NABERS Roadmap | [16 empty] | Notes and Summary Outcomes |  |  |  | ^ includes projects implemented in FY32
Current rating information |  | p2019 |  | Weighted Average | BASE | CURRENT | FY25 | FY26 | FY27 | FY28 | FY29 | FY30 | FY31 | FY32 | FY33 | TOTAL | ENERGY EFFICIENCY PLAN |  | ELECTRIFICATION PLAN |  | TENANT METERING
Last rating date |  | 2023-03-31 |  | 388 George Street | 5.0457 | 5.0457 | 5.0457 | 5.0457 | 5.0457 | 5.0457 | 5.0457 | 5.0457 | 5.0457 | 5.0457 | 5.0457 | 0 | Status | Complete | Status | Underway | Status | Complete
State |  | NSW | [14 empty] | Total Cost | 0 | Total Cost |  | Collection process | Automatic
NABERS Rating Type (Base/Whole) |  | Base | [14 empty] | Annual Savings | 0 | Progress by FY32 |  | NLA covered | 100%
Postcode |  | 2000 |  | IGO | 5.3773 | 5.3897 | 5.3989 | 5.4212 | 5.4718 | 5.4937 | 5.5097 | 5.5139 | 5.5352 | 5.5352 | 5.5316 | 0.14186 | Est IRR |  | Est. 100% completion |  | Cost for automation | 0
Rated Area |  | 32770 | [14 empty] | NABERS Improvement | #DIV/0! |  |  | ETA 100% coverage | Complete
Rated Hours |  | 50 | [14 empty] | FY32 NABERS | 5.0457 |  |  | Tenant spec. data | 100%
Electricity Consumption (MWh) |  | 2372.889 | [14 empty] | FY33 NABERS^ | 5.0457
Gas Consumption (GJ) |  | 3817 | [14 empty] | Total Electricity Reduction | 0%
NABERS Benchmark Factor |  | 68 | 0% | [13 empty] | Total Gas Reduction | 0%
| Current NABERS Energy Rating: | 5.0457
Identified Projects | [5 empty] | 2024-06-30 | 2025-06-30 | 2026-06-30 | 2027-06-30 | 2028-06-30 | 2029-06-30 | 2030-06-30 | 2031-06-30 | 2032-06-30 | 2033-06-30 | 2034-06-30 | Project Classifications
Job Number | Job Description | Predicted Reduction (MWh) | Predicted Reduction (MJ) | Estimated completion date | Total Expected Cost ($) | CURRENT | FY25 | FY26 | FY27 | FY28 | FY29 | FY30 | FY31 | FY32 | FY33 | YR 10 - 20 | Efficiency | Electrification | Tenant data | NABERS | Est IRR | Opex | Life-cycle
[6 empty] | 0 | 0 | 0 | 0 | 0 | 0 | 0 | 0 | 0 | 0 | 0 |  |  |  | #DIV/0!
[6 empty] | 0 | 0 | 0 | 0 | 0 | 0 | 0 | 0 | 0 | 0 | 0 |  |  |  | #DIV/0!
[6 empty] | 0 | 0 | 0 | 0 | 0 | 0 | 0 | 0 | 0 | 0 | 0 |  |  |  | #DIV/0!
[6 empty] | 0 | 0 | 0 | 0 | 0 | 0 | 0 | 0 | 0 | 0 | 0 |  |  |  | #DIV/0!
[6 empty] | 0 | 0 | 0 | 0 | 0 | 0 | 0 | 0 | 0 | 0 | 0 |  |  |  | #DIV/0!
[6 empty] | 0 | 0 | 0 | 0 | 0 | 0 | 0 | 0 | 0 | 0 | 0 |  |  |  | #DIV/0!
[6 empty] | 0 | 0 | 0 | 0 | 0 | 0 | 0 | 0 | 0 | 0 | 0 |  |  |  | #DIV/0!
[6 empty] | 0 | 0 | 0 | 0 | 0 | 0 | 0 | 0 | 0 | 0 | 0 |  |  |  | #DIV/0!
[6 empty] | 0 | 0 | 0 | 0 | 0 | 0 | 0 | 0 | 0 | 0 | 0 |  |  |  | #DIV/0!
[6 empty] | 0 | 0 | 0 | 0 | 0 | 0 | 0 | 0 | 0 | 0 | 0 |  |  |  | #DIV/0!
[6 empty] | 0 | 0 | 0 | 0 | 0 | 0 | 0 | 0 | 0 | 0 | 0 |  |  |  | #DIV/0!
[6 empty] | 0 | 0 | 0 | 0 | 0 | 0 | 0 | 0 | 0 | 0 | 0 |  |  |  | #DIV/0!
[6 empty] | 0 | 0 | 0 | 0 | 0 | 0 | 0 | 0 | 0 | 0 | 0 |  |  |  | #DIV/0!
[6 empty] | 0 | 0 | 0 | 0 | 0 | 0 | 0 | 0 | 0 | 0 | 0 |  |  |  | #DIV/0!
[6 empty] | 0 | 0 | 0 | 0 | 0 | 0 | 0 | 0 | 0 | 0 | 0 |  |  |  | #DIV/0!
[6 empty] | 0 | 0 | 0 | 0 | 0 | 0 | 0 | 0 | 0 | 0 | 0 |  |  |  | #DIV/0!
#DIV/0! | bar: 2034-06-30
#DIV/0! | bar: 2034-06-30
#DIV/0! | bar: 2034-06-30
#DIV/0! | bar: 2034-06-30
#DIV/0!
|  | 0 | 0 |  | 0 | 0 | 0 | 0 | 0 | 0 | 0 | 0 | 0 | 0 | 0 | 0 | 0 | 0 | 0 | #DIV/0! |  | 0 | 0
|  | 0 | 0 |  | 0 | [12 empty] | #NAME?
[17 empty] | MWh saved in FY13 | 0
[17 empty] | Current Rating: | 5.0519
[17 empty] | Expected Rating at 31/3/2024: | 5.0457
[17 empty] | Expected Rating at 31/3/2025: | 5.0457
[17 empty] | Expected Rating at 31/3/2026: | 5.0457 | [7 empty] | 5.0457 | 0 | 0 | 0 | 0
[17 empty] | Expected Rating at 31/3/2027: | 5.0457
[17 empty] | Expected Rating at 31/3/2028: | 5.0457
[17 empty] | Expected Rating at 31/3/2029: | 5.0457
[17 empty] | Expected Rating at 31/3/2030: | 5.0457
[17 empty] | Expected Rating at 31/3/2031: | 5.0457
[17 empty] | Expected Rating at 31/3/2032: | 5.0457
[17 empty] | Expected Rating at 31/3/2033: | 5.0457
[38 empty] | Stars | NSW (2000) | VIC (3000) | QLD (4000) | SA (5000) | WA (6000) |  | Stars | NSW (2000) | VIC (3000) | QLD (4000) | SA (5000) | WA (6000) | Stars | Intensity | Unit | base + diff |  | Base | Whole Building
[38 empty] | 6 | 34.795 | 42.145 | 35.585 | 20.915 | 26.98 |  | 6 | 64.76 | 69.5 | 59.815 | 33.69 | 44.87 | 6 | 34.795 | kg/m2 |  |  | 34.795 | 64.76
[25 empty] | PLEASE DO NOT CHANGE ANYTHING IN THE CELLS IN THIS SECTION OF THE CALCULATOR | [12 empty] | 5.5 | 52.1925 | 63.2175 | 53.3775 | 31.3725 | 40.47 |  | 5.5 | 97.14 | 104.25 | 89.7225 | 50.535 | 67.305 | 5.5 | 52.1925 | kg/m2 |  |  | 52.1925 | 97.14 |  |  | Elec (kg/MWh) | Gas (kG/GJ)
[37 empty] | Base Building | 5 | 69.59 | 84.29 | 71.17 | 41.83 | 53.96 | Whole Building | 5 | 129.52 | 139 | 119.63 | 67.38 | 89.74 | 5 | 69.59 | kg/m2 | 69.59 |  | 69.59 | 129.52 |  | ACT | 810 | 51.33 | 2000 |  |  |  |  | Economy Cycle | Identified only | All |  | NLA: | 32770 | m2 | Emissions/m2 | 64.6313
[19 empty] | 152 | Cost/MWh | [17 empty] | 4.5 | 84.92 | 101.75 | 80.29 | 51.46 | 62.39 |  | 4.5 | 158.69 | 166.57 | 142.47 | 84.06 | 105.77 | 4.5 | 84.92 | kg/m2 | 15.33 |  | 84.92 | 158.69 |  | NSW | 810 | 51.33 | 2000 |  | 38.4526 | El - converter | 61.7095 | BMS | Business case written | Summer |  | Current ABGR rating (w'out GP): | 5.257 | stars | t.CO2 | 2117966.7
[38 empty] | 4 | 100.25 | 120.31 | 89.42 | 61.1 | 70.83 |  | 4 | 187.86 | 194.15 | 165.3 | 100.73 | 121.79 | 4 | 100.25 | kg/m2 | 15.33 |  | 100.25 | 187.86 |  | QLD | 810 | 51.33 | 3000 |  | 606.7907 | Gas - converter | 6.2905 | HVAC | Approved to implement | Winter |  | ABGR Electricity intensity: | 61.7095 | kg/m2 | Electrical emissions | 1922040.09
[38 empty] | 3.5 | 115.57 | 138.88 | 98.54 | 70.74 | 79.26 |  | 3.5 | 217.04 | 221.73 | 188.13 | 117.41 | 137.82 | 3.5 | 115.57 | kg/m2 | 15.32 |  | 115.57 | 217.04 |  | SA | 770 | 51.33 | 4000 |  |  |  |  | Chillers | Rejected, do not persue | Shoulder |  | Current NABERS Water rating: |  | stars | Gas emissions | 195926.61
[38 empty] | 3 | 130.9 | 157.45 | 107.66 | 80.38 | 87.69 |  | 3 | 246.21 | 249.31 | 210.96 | 134.09 | 153.85 | 3 | 130.9 | kg/m2 | 15.33 |  | 130.9 | 246.21 |  | VIC | 980 | 51.33 | 5000 |  | 0.152 |  |  | VSDs | Rejected but reconsider |  |  | Energy performance tracking | Consumption | Unit |  | 64.6313
[38 empty] | 2.5 | 146.23 | 176.01 | 116.79 | 90.02 | 96.12 |  | 2.5 | 275.38 | 276.89 | 233.79 | 150.77 | 169.87 | 2.5 | 146.23 | kg/m2 | 15.33 |  | 146.23 | 275.38 |  | WA | 680 | 51.33 | 6000 |  |  |  |  | Lighting replacement and controls | Complete |  |  | Current Electricity Consumption: | 2372.889 | MWh |  |  | 5.0519
[21 empty] | Average Electricity Price ($/kWh): | 0.152 | [15 empty] | 2 | 161.56 | 194.58 | 125.91 | 99.65 | 104.55 |  | 2 | 304.55 | 304.47 | 256.62 | 167.44 | 185.9 | 2 | 161.56 | kg/m2 | 15.33 |  | 161.56 | 304.55 | [9 empty] | Condensor water loop |  |  |  | Current Gas Consumption | 3817 | GJ |  | 195926.61
[38 empty] | 1.5 | 176.89 | 213.15 | 135.04 | 109.29 | 112.98 |  | 1.5 | 333.72 | 332.05 | 279.45 | 184.12 | 201.92 | 1.5 | 176.89 | kg/m2 | 15.33 |  | 176.89 | 333.72 | [9 empty] | CO/CO2 sensors |  |  |  | ABGR Gas Intensity | 6.2905
[21 empty] | Rating benefit calulator | [16 empty] | 1 | 192.21 | 231.71 | 144.16 | 118.93 | 121.42 |  | 1 | 362.89 | 359.62 | 302.28 | 200.8 | 217.95 | 1 | 192.21 | kg/m2 | 15.32 |  | 192.21 | 362.89 | [9 empty] | Submetering |  |  |  |  | 68
[39 empty] | NSW | VIC | QLD | SA | WA |  |  | NSW | VIC | QLD | SA | WA | [16 empty] | Cooling Tower
[6 empty] | 2024-06-30 | 2025-06-30 | 2026-06-30 | 2027-06-30 | 2028-06-30 | 2029-06-30 | 2030-06-30 | 2031-06-30 | 2032-06-30 | 2033-06-30 | 2034-06-30 | [5 empty] | Savings | Payback | + stars | kg/m2 | 2024-03-31 | 2025-03-31 | 2026-03-31 | 2027-03-31 | 2028-03-31 | 2029-03-31 | 2030-03-31 | 2031-03-31 | 2032-03-31 | 2033-03-31 | 2034-03-31 | full year saving for business case |  | capex | opex | [14 empty] | 84.92 | Stars | 69.59 | 15.33 | 15.33 | 15.32 | 15.33 | 15.33 | 15.33 | 15.33 | 15.32 |  |  |  |  | Lift | [7 empty] | Base | Whole Building
[6 empty] | 0 | 0 | 0 | 0 | 0 | 0 | 0 | 0 | 0 | 0 | 0 | [5 empty] | 0 | #DIV/0! | 0 | 0 | 0 | 0 | 0 | 0 | 0 | 0 | 0 | 0 | 0 | 0 | 0 | 0 | 0 | 0 | 0 | [14 empty] | 84.92 | Current | 68 | [12 empty] | Hot Water
[6 empty] | 0 | 0 | 0 | 0 | 0 | 0 | 0 | 0 | 0 | 0 | 0 | [5 empty] | 0 | #DIV/0! | 0 | 0 | 0 | 0 | 0 | 0 | 0 | 0 | 0 | 0 | 0 | 0 | 0 | 0 | 0 | 0 | 0 | [14 empty] | 84.92 | 2025-03-31 | 68 | [12 empty] | Renewables | [6 empty] | Stars | NSW | NSW | Stars | (to invert)
[6 empty] | 0 | 0 | 0 | 0 | 0 | 0 | 0 | 0 | 0 | 0 | 0 | [5 empty] | 0 | #DIV/0! | 0 | 0 | 0 | 0 | 0 | 0 | 0 | 0 | 0 | 0 | 0 | 0 | 0 | 0 | 0 | 0 | 0 | [14 empty] | 84.92 | 2026-03-31 | 68 | [12 empty] | Other | [6 empty] | 1 | 192.21 | 362.89 | 5 | 69.59 | 129.52
[6 empty] | 0 | 0 | 0 | 0 | 0 | 0 | 0 | 0 | 0 | 0 | 0 | [5 empty] | 0 | #DIV/0! | 0 | 0 | 0 | 0 | 0 | 0 | 0 | 0 | 0 | 0 | 0 | 0 | 0 | 0 | 0 | 0 | 0 | [14 empty] | 84.92 | 2027-03-31 | 68 | [19 empty] | 1.5 | 176.89 | 333.72 | 4.5 | 84.92 | 158.69
[6 empty] | 0 | 0 | 0 | 0 | 0 | 0 | 0 | 0 | 0 | 0 | 0 | [5 empty] | 0 | #DIV/0! | 0 | 0 | 0 | 0 | 0 | 0 | 0 | 0 | 0 | 0 | 0 | 0 | 0 | 0 | 0 | 0 | 0 | [14 empty] | 84.92 | 2028-03-30 | 68 | [19 empty] | 2 | 161.56 | 304.55 | 4 | 100.25 | 187.86
[6 empty] | 0 | 0 | 0 | 0 | 0 | 0 | 0 | 0 | 0 | 0 | 0 | [5 empty] | 0 | #DIV/0! | 0 | 0 | 0 | 0 | 0 | 0 | 0 | 0 | 0 | 0 | 0 | 0 | 0 | 0 | 0 | 0 | 0 | [14 empty] | 84.92 | 2029-03-30 | 68 | [19 empty] | 2.5 | 146.23 | 275.38 | 3.5 | 115.57 | 217.04
[6 empty] | 0 | 0 | 0 | 0 | 0 | 0 | 0 | 0 | 0 | 0 | 0 | [5 empty] | 0 | #DIV/0! | 0 | 0 | 0 | 0 | 0 | 0 | 0 | 0 | 0 | 0 | 0 | 0 | 0 | 0 | 0 | 0 | 0 | [14 empty] | 84.92 | 2030-03-30 | 68 | [19 empty] | 3 | 130.9 | 246.21 | 3 | 130.9 | 246.21
[6 empty] | 0 | 0 | 0 | 0 | 0 | 0 | 0 | 0 | 0 | 0 | 0 | [5 empty] | 0 | #DIV/0! | 0 | 0 | 0 | 0 | 0 | 0 | 0 | 0 | 0 | 0 | 0 | 0 | 0 | 0 | 0 | 0 | 0 | [14 empty] | 84.92 | 2031-03-30 | 68 | [19 empty] | 3.5 | 115.57 | 217.04 | 2.5 | 146.23 | 275.38
[6 empty] | 0 | 0 | 0 | 0 | 0 | 0 | 0 | 0 | 0 | 0 | 0 | [5 empty] | 0 | #DIV/0! | 0 | 0 | 0 | 0 | 0 | 0 | 0 | 0 | 0 | 0 | 0 | 0 | 0 | 0 | 0 | 0 | 0 | [14 empty] | 84.92 | 2032-03-29 | 68 | [19 empty] | 4 | 100.25 | 187.86 | 2 | 161.56 | 304.55
[6 empty] | 0 | 0 | 0 | 0 | 0 | 0 | 0 | 0 | 0 | 0 | 0 | [5 empty] | 0 | #DIV/0! | 0 | 0 | 0 | 0 | 0 | 0 | 0 | 0 | 0 | 0 | 0 | 0 | 0 | 0 | 0 | 0 | 0 | [14 empty] | 84.92 | 2033-03-29 | 68 | [19 empty] | 4.5 | 84.92 | 158.69 | 1.5 | 176.89 | 333.72
[6 empty] | 0 | 0 | 0 | 0 | 0 | 0 | 0 | 0 | 0 | 0 | 0 | [5 empty] | 0 | #DIV/0! | 0 | 0 | 0 | 0 | 0 | 0 | 0 | 0 | 0 | 0 | 0 | 0 | 0 | 0 | 0 | 0 | 0 | [36 empty] | 5 | 69.59 | 129.52 | 1 | 192.21 | 362.89
[6 empty] | 0 | 0 | 0 | 0 | 0 | 0 | 0 | 0 | 0 | 0 | 0 | [5 empty] | 0 | #DIV/0! | 0 | 0 | 0 | 0 | 0 | 0 | 0 | 0 | 0 | 0 | 0 | 0 | 0 | 0 | 0 | 0 | 0
[6 empty] | 0 | 0 | 0 | 0 | 0 | 0 | 0 | 0 | 0 | 0 | 0 | [5 empty] | 0 | #DIV/0! | 0 | 0 | 0 | 0 | 0 | 0 | 0 | 0 | 0 | 0 | 0 | 0 | 0 | 0 | 0 | 0 | 0
[6 empty] | 0 | 0 | 0 | 0 | 0 | 0 | 0 | 0 | 0 | 0 | 0 | [5 empty] | 0 | #DIV/0! | 0 | 0 | 0 | 0 | 0 | 0 | 0 | 0 | 0 | 0 | 0 | 0 | 0 | 0 | 0 | 0 | 0
[6 empty] | 0 | 0 | 0 | 0 | 0 | 0 | 0 | 0 | 0 | 0 | 0 | [5 empty] | 0 | #DIV/0! | 0 | 0 | 0 | 0 | 0 | 0 | 0 | 0 | 0 | 0 | 0 | 0 | 0 | 0 | 0 | 0 | 0
[6 empty] | 0 | 0 | 0 | 0 | 0 | 0 | 0 | 0 | 0 | 0 | 0 | [5 empty] | 0 | #DIV/0! | 0 | 0 | 0 | 0 | 0 | 0 | 0 | 0 | 0 | 0 | 0 | 0 | 0 | 0 | 0 | 0 | 0
[6 empty] | 0 | 0 | 0 | 0 | 0 | 0 | 0 | 0 | 0 | 0 | 0 | [5 empty] | 0 | #DIV/0! | 0 | 0 | 0 | 0 | 0 | 0 | 0 | 0 | 0 | 0 | 0 | 0 | 0 | 0 | 0 | 0 | 0
[6 empty] | 0 | 0 | 0 | 0 | 0 | 0 | 0 | 0 | 0 | 0 | 0 | [5 empty] | 0 | #DIV/0! | 0 | 0 | 0 | 0 | 0 | 0 | 0 | 0 | 0 | 0 | 0 | 0 | 0 | 0 | 0 | 0 | 0
[6 empty] | 0 | 0 | 0 | 0 | 0 | 0 | 0 | 0 | 0 | 0 | 0 | [5 empty] | 0 | #DIV/0! | 0 | 0 | 0 | 0 | 0 | 0 | 0 | 0 | 0 | 0 | 0 | 0 | 0 | 0 | 0 | 0 | 0
[6 empty] | 0 | 0 | 0 | 0 | 0 | 0 | 0 | 0 | 0 | 0 | 0 | [5 empty] | 0 | #DIV/0! | 0 | 0 | 0 | 0 | 0 | 0 | 0 | 0 | 0 | 0 | 0 | 0 | 0 | 0 | 0 | 0 | 0
[6 empty] | 0 | 0 | 0 | 0 | 0 | 0 | 0 | 0 | 0 | 0 | 0 | [5 empty] | 0 | #DIV/0! | 0 | 0 | 0 | 0 | 0 | 0 | 0 | 0 | 0 | 0 | 0 | 0 | 0 | 0 | 0 | 0 | 0
[6 empty] | 0 | 0 | 0 | 0 | 0 | 0 | 0 | 0 | 0 | 0 | 0 | [5 empty] | 0 | #DIV/0! | 0 | 0 | 0 | 0 | 0 | 0 | 0 | 0 | 0 | 0 | 0 | 0 | 0 | 0 | 0 | 0 | 0
[6 empty] | 0 | 0 | 0 | 0 | 0 | 0 | 0 | 0 | 0 | 0 | 0 | [5 empty] | 0 | #DIV/0! | 0 | 0 | 0 | 0 | 0 | 0 | 0 | 0 | 0 | 0 | 0 | 0 | 0 | 0 | 0 | 0 | 0
[6 empty] | 0 | 0 | 0 | 0 | 0 | 0 | 0 | 0 | 0 | 0 | 0 | [5 empty] | 0 | #DIV/0! | 0 | 0 | 0 | 0 | 0 | 0 | 0 | 0 | 0 | 0 | 0 | 0 | 0 | 0 | 0 | 0 | 0
[6 empty] | 0 | 0 | 0 | 0 | 0 | 0 | 0 | 0 | 0 | 0 | 0 | [5 empty] | 0 | #DIV/0! | 0 | 0 | 0 | 0 | 0 | 0 | 0 | 0 | 0 | 0 | 0 | 0 | 0 | 0 | 0 | 0 | 0
[6 empty] | 0 | 0 | 0 | 0 | 0 | 0 | 0 | 0 | 0 | 0 | 0 | [5 empty] | 0 | #DIV/0! | 0 | 0 | 0 | 0 | 0 | 0 | 0 | 0 | 0 | 0 | 0 | 0 | 0 | 0 | 0 | 0 | 0
[6 empty] | 0 | 0 | 0 | 0 | 0 | 0 | 0 | 0 | 0 | 0 | 0 | [5 empty] | 0 | #DIV/0! | 0 | 0 | 0 | 0 | 0 | 0 | 0 | 0 | 0 | 0 | 0 | 0 | 0 | 0 | 0 | 0 | 0
[6 empty] | 0 | 0 | 0 | 0 | 0 | 0 | 0 | 0 | 0 | 0 | 0 | [5 empty] | 0 | #DIV/0! | 0 | 0 | 0 | 0 | 0 | 0 | 0 | 0 | 0 | 0 | 0 | 0 | 0 | 0 | 0 | 0 | 0
[6 empty] | 0 | 0 | 0 | 0 | 0 | 0 | 0 | 0 | 0 | 0 | 0 | [5 empty] | 0 | #DIV/0! | 0 | 0 | 0 | 0 | 0 | 0 | 0 | 0 | 0 | 0 | 0 | 0 | 0 | 0 | 0 | 0 | 0
[6 empty] | 0 | 0 | 0 | 0 | 0 | 0 | 0 | 0 | 0 | 0 | 0 | [5 empty] | 0 | #DIV/0! | 0 | 0 | 0 | 0 | 0 | 0 | 0 | 0 | 0 | 0 | 0 | 0 | 0 | 0 | 0 | 0 | 0
[6 empty] | 0 | 0 | 0 | 0 | 0 | 0 | 0 | 0 | 0 | 0 | 0 | [5 empty] | 0 | #DIV/0! | 0 | 0 | 0 | 0 | 0 | 0 | 0 | 0 | 0 | 0 | 0 | 0 | 0 | 0 | 0 | 0 | 0
[6 empty] | 0 | 0 | 0 | 0 | 0 | 0 | 0 | 0 | 0 | 0 | 0 | [5 empty] | 0 | #DIV/0! | 0 | 0 | 0 | 0 | 0 | 0 | 0 | 0 | 0 | 0 | 0 | 0 | 0 | 0 | 0 | 0 | 0
[6 empty] | 0 | 0 | 0 | 0 | 0 | 0 | 0 | 0 | 0 | 0 | 0 | [5 empty] | 0 | #DIV/0! | 0 | 0 | 0 | 0 | 0 | 0 | 0 | 0 | 0 | 0 | 0 | 0 | 0 | 0 | 0 | 0 | 0
[6 empty] | 0 | 0 | 0 | 0 | 0 | 0 | 0 | 0 | 0 | 0 | 0 | [5 empty] | 0 | #DIV/0! | 0 | 0 | 0 | 0 | 0 | 0 | 0 | 0 | 0 | 0 | 0 | 0 | 0 | 0 | 0 | 0 | 0
[6 empty] | 0 | 0 | 0 | 0 | 0 | 0 | 0 | 0 | 0 | 0 | 0 | [5 empty] | 0 | #DIV/0! | 0 | 0 | 0 | 0 | 0 | 0 | 0 | 0 | 0 | 0 | 0 | 0 | 0 | 0 | 0 | 0 | 0
[6 empty] | 0 | 0 | 0 | 0 | 0 | 0 | 0 | 0 | 0 | 0 | 0 | [5 empty] | 0 | #DIV/0! | 0 | 0 | 0 | 0 | 0 | 0 | 0 | 0 | 0 | 0 | 0 | 0 | 0 | 0 | 0 | 0 | 0
[6 empty] | 0 | 0 | 0 | 0 | 0 | 0 | 0 | 0 | 0 | 0 | 0 | [5 empty] | 0 | #DIV/0! | 0 | 0 | 0 | 0 | 0 | 0 | 0 | 0 | 0 | 0 | 0 | 0 | 0 | 0 | 0 | 0 | 0
[6 empty] | 0 | 0 | 0 | 0 | 0 | 0 | 0 | 0 | 0 | 0 | 0 | [5 empty] | 0 | #DIV/0! | 0 | 0 | 0 | 0 | 0 | 0 | 0 | 0 | 0 | 0 | 0 | 0 | 0 | 0 | 0 | 0 | 0
[6 empty] | 0 | 0 | 0 | 0 | 0 | 0 | 0 | 0 | 0 | 0 | 0 | [5 empty] | 0 | #DIV/0! | 0 | 0 | 0 | 0 | 0 | 0 | 0 | 0 | 0 | 0 | 0 | 0 | 0 | 0 | 0 | 0 | 0
[6 empty] | 0 | 0 | 0 | 0 | 0 | 0 | 0 | 0 | 0 | 0 | 0 | [5 empty] | 0 | #DIV/0! | 0 | 0 | 0 | 0 | 0 | 0 | 0 | 0 | 0 | 0 | 0 | 0 | 0 | 0 | 0 | 0 | 0
[6 empty] | 0 | 0 | 0 | 0 | 0 | 0 | 0 | 0 | 0 | 0 | 0 | [5 empty] | 0 | #DIV/0! | 0 | 0 | 0 | 0 | 0 | 0 | 0 | 0 | 0 | 0 | 0 | 0 | 0 | 0 | 0 | 0 | 0
[6 empty] | 0 | 0 | 0 | 0 | 0 | 0 | 0 | 0 | 0 | 0 | 0 | [5 empty] | 0 | #DIV/0! | 0 | 0 | 0 | 0 | 0 | 0 | 0 | 0 | 0 | 0 | 0 | 0 | 0 | 0 | 0 | 0 | 0
[6 empty] | 0 | 0 | 0 | 0 | 0 | 0 | 0 | 0 | 0 | 0 | 0 | [5 empty] | 0 | #DIV/0! | 0 | 0 | 0 | 0 | 0 | 0 | 0 | 0 | 0 | 0 | 0 | 0 | 0 | 0 | 0 | 0 | 0
[22 empty] | 0 | #DIV/0! | 0 | 0 | 0 | 0 | 0 | 0 | 0 | 0 | 0 | 0 | 0 | 0 | 0 | 0 | 0 | 0 | 0
[22 empty] | 0 | #DIV/0! | 0 | 0 | 0 | 0 | 0 | 0 | 0 | 0 | 0 | 0 | 0 | 0 | 0 | 0 | 0 | 0 | 0
[24 empty] | 0 | 0 | 0 | 0 | 0 | 0 | 0 | 0 | 0 | 0 | 0 | 0 | 0 | 0 | 0 | 0 | 0
[24 empty] | 0 | 0 | 0 | 0 | 0 | 0 | 0 | 0 | 0 | 0 | 0 | 0 | 0 | 0 | 0 | 0 | 0
[5 empty] | Electricity savings | 0 | 0 | 0 | 0 | 0 | 0 | 0 | 0 | 0 | 0 | 0 | [6 empty] | #DIV/0! | TOTAL |  | 0 | 0 | 0 | 0 | 0 | 0 | 0 | 0 | 0 | 0 | 0 | 0 | 0 | 0 | 0
[24 empty] | FY Performance | 68 | 68 | 68 | 68 | 68 | 68 | 68 | 68 | 68 | 68 | 68 | 68
[24 empty] | Star Rating | 5.0457 | 5.0457 | 5.0457 | 5.0457 | 5.0457 | 5.0457 | 5.0457 | 5.0457 | 5.0457 | 5.0457 | 5.0457 | 5.0457
[6 empty] | 0 | 0 | 0 | 0 | 0 | 0 | 0 | 0 | 0 | 0 | 0
[6 empty] | 0 | 0 | 0 | 0 | 0 | 0 | 0 | 0 | 0 | 0 | 0
[6 empty] | 0 | 0 | 0 | 0 | 0 | 0 | 0 | 0 | 0 | 0 | 0
[6 empty] | 0 | 0 | 0 | 0 | 0 | 0 | 0 | 0 | 0 | 0 | 0
[6 empty] | 0 | 0 | 0 | 0 | 0 | 0 | 0 | 0 | 0 | 0 | 0
[6 empty] | 0 | 0 | 0 | 0 | 0 | 0 | 0 | 0 | 0 | 0 | 0 | [9 empty] | 0 | 0
[6 empty] | 0 | 0 | 0 | 0 | 0 | 0 | 0 | 0 | 0 | 0 | 0 | [9 empty] | 0 | 0
[6 empty] | 0 | 0 | 0 | 0 | 0 | 0 | 0 | 0 | 0 | 0 | 0
[6 empty] | 0 | 0 | 0 | 0 | 0 | 0 | 0 | 0 | 0 | 0 | 0
[6 empty] | 0 | 0 | 0 | 0 | 0 | 0 | 0 | 0 | 0 | 0 | 0
[6 empty] | 0 | 0 | 0 | 0 | 0 | 0 | 0 | 0 | 0 | 0 | 0
[6 empty] | 0 | 0 | 0 | 0 | 0 | 0 | 0 | 0 | 0 | 0 | 0
[6 empty] | 0 | 0 | 0 | 0 | 0 | 0 | 0 | 0 | 0 | 0 | 0
[6 empty] | 0 | 0 | 0 | 0 | 0 | 0 | 0 | 0 | 0 | 0 | 0
[6 empty] | 0 | 0 | 0 | 0 | 0 | 0 | 0 | 0 | 0 | 0 | 0
[6 empty] | 0 | 0 | 0 | 0 | 0 | 0 | 0 | 0 | 0 | 0 | 0
[6 empty] | 0 | 0 | 0 | 0 | 0 | 0 | 0 | 0 | 0 | 0 | 0
[6 empty] | 0 | 0 | 0 | 0 | 0 | 0 | 0 | 0 | 0 | 0 | 0
[6 empty] | 0 | 0 | 0 | 0 | 0 | 0 | 0 | 0 | 0 | 0 | 0
[6 empty] | 0 | 0 | 0 | 0 | 0 | 0 | 0 | 0 | 0 | 0 | 0
[6 empty] | 0 | 0 | 0 | 0 | 0 | 0 | 0 | 0 | 0 | 0 | 0
[6 empty] | 0 | 0 | 0 | 0 | 0 | 0 | 0 | 0 | 0 | 0 | 0
[6 empty] | 0 | 0 | 0 | 0 | 0 | 0 | 0 | 0 | 0 | 0 | 0
[6 empty] | 0 | 0 | 0 | 0 | 0 | 0 | 0 | 0 | 0 | 0 | 0
[6 empty] | 0 | 0 | 0 | 0 | 0 | 0 | 0 | 0 | 0 | 0 | 0
[6 empty] | 0 | 0 | 0 | 0 | 0 | 0 | 0 | 0 | 0 | 0 | 0
[6 empty] | 0 | 0 | 0 | 0 | 0 | 0 | 0 | 0 | 0 | 0 | 0
[6 empty] | 0 | 0 | 0 | 0 | 0 | 0 | 0 | 0 | 0 | 0 | 0
[6 empty] | 0 | 0 | 0 | 0 | 0 | 0 | 0 | 0 | 0 | 0 | 0
[6 empty] | 0 | 0 | 0 | 0 | 0 | 0 | 0 | 0 | 0 | 0 | 0
[6 empty] | 0 | 0 | 0 | 0 | 0 | 0 | 0 | 0 | 0 | 0 | 0
[6 empty] | 0 | 0 | 0 | 0 | 0 | 0 | 0 | 0 | 0 | 0 | 0
[6 empty] | 0 | 0 | 0 | 0 | 0 | 0 | 0 | 0 | 0 | 0 | 0
[6 empty] | 0 | 0 | 0 | 0 | 0 | 0 | 0 | 0 | 0 | 0 | 0
[6 empty] | 0 | 0 | 0 | 0 | 0 | 0 | 0 | 0 | 0 | 0 | 0
[6 empty] | 0 | 0 | 0 | 0 | 0 | 0 | 0 | 0 | 0 | 0 | 0
[6 empty] | 0 | 0 | 0 | 0 | 0 | 0 | 0 | 0 | 0 | 0 | 0
[6 empty] | 0 | 0 | 0 | 0 | 0 | 0 | 0 | 0 | 0 | 0 | 0
[6 empty] | 0 | 0 | 0 | 0 | 0 | 0 | 0 | 0 | 0 | 0 | 0
[6 empty] | 0 | 0 | 0 | 0 | 0 | 0 | 0 | 0 | 0 | 0 | 0
[6 empty] | 0 | 0 | 0 | 0 | 0 | 0 | 0 | 0 | 0 | 0 | 0
[6 empty] | 0 | 0 | 0 | 0 | 0 | 0 | 0 | 0 | 0 | 0 | 0
[6 empty] | 0 | 0 | 0 | 0 | 0 | 0 | 0 | 0 | 0 | 0 | 0
[6 empty] | 0 | 0 | 0 | 0 | 0 | 0 | 0 | 0 | 0 | 0 | 0
[6 empty] | 0 | 0 | 0 | 0 | 0 | 0 | 0 | 0 | 0 | 0 | 0
[6 empty] | 0 | 0 | 0 | 0 | 0 | 0 | 0 | 0 | 0 | 0 | 0
[5 empty] | Gas Savings | 0 | 0 | 0 | 0 | 0 | 0 | 0 | 0 | 0 | 0 | 0
[5 empty] | Current | 2024-06-30 | 2025-06-30 | 2026-06-30 | 2027-06-30 | 2028-06-30 | 2029-06-30 | 2030-06-30 | 2031-06-30 | 2032-06-30 | 2033-06-30 | 2034-06-30 | 2035-06-30
|  |  |  | NABERS | 5.0457 | 5.0457 | 5.0457 | 5.0457 | 5.0457 | 5.0457 | 5.0457 | 5.0457 | 5.0457 | 5.0457 | 5.0457 | 5.0457
Formulas:
Base = [Base, row above]+365

## 1M-IS
Business Case Cashflow Template
Is this spend within Budget? Y or N | N
Interest Rate: | 0%
Percentage NET | 0%
|  | Year | Year 1 |  |  |  | Year 2 |  |  |  | Year 3 |  |  |  | Year 4 |  |  |  | Year 5 |  |  |  | Year 6 |  |  |  | Year 7 |  |  |  | Year 8 |  |  |  | Year 9 |  |  |  | Year 10
|  | Quarter | Q1 | Q2 | Q3 | Q4 | Q1 | Q2 | Q3 | Q4 | Q1 | Q2 | Q3 | Q4 | Q1 | Q2 | Q3 | Q4 | Q1 | Q2 | Q3 | Q4 | Q1 | Q2 | Q3 | Q4 | Q1 | Q2 | Q3 | Q4 | Q1 | Q2 | Q3 | Q4 | Q1 | Q2 | Q3 | Q4 | Q1 | Q2 | Q3 | Q4
Period (Quarter) |  | 0 | 1 | 2 | 3 | 4 | 5 | 6 | 7 | 8 | 9 | 10 | 11 | 12 | 13 | 14 | 15 | 16 | 17 | 18 | 19 | 20 | 21 | 22 | 23 | 24 | 25 | 26 | 27 | 28 | 29 | 30 | 31 | 32 | 33 | 34 | 35 | 36 | 37 | 38 | 39 | 40
Investment amount |  | -173896 | 0 | 0 | 0 | 0 | 0 | 0 | 0 | 0 | 0 | 0 | 0 | 0 | 0 | 0 | 0 | 0 | 0 | 0 | 0 | 0 | 0 | 0 | 0 | 0 | 0 | 0 | 0 | 0 | 0 | 0 | 0 | 0 | 0 | 0 | 0 | 0 | 0 | 0 | 0 | 0
Improvement in Rental Income |  |  | 0 | 0 | 0 | 0 | 0 | 0 | 0 | 0 | 0 | 0 | 0 | 0 | 0 | 0 | 0 | 0 | 0 | 0 | 0 | 0 | 0 | 0 | 0 | 0 | 0 | 0 | 0 | 0 | 0 | 0 | 0 | 0 | 0 | 0 | 0 | 0 | 0 | 0 | 0 | 0
Reduced costs / OPEX savings |  |  | 0 | 0 | 0 | 0 | 0 | 0 | 0 | 0 | 0 | 0 | 0 | 0 | 0 | 0 | 0 | 0 | 0 | 0 | 0 | 0 | 0 | 0 | 0 | 0 | 0 | 0 | 0 | 0 | 0 | 0 | 0 | 0 | 0 | 0 | 0 | 0 | 0 | 0 | 0 | 0
Reduced costs- energy savings | ENTER NO DATA |  | 29250 | 29250 | 29250 | 29250 | 30712.5 | 30712.5 | 30712.5 | 30712.5 | 32248.125 | 32248.125 | 32248.125 | 32248.125 | 33860.5313 | 33860.5313 | 33860.5313 | 33860.5313 | 35553.5578 | 35553.5578 | 35553.5578 | 35553.5578 | 37331.2357 | 37331.2357 | 37331.2357 | 37331.2357 | 39197.7975 | 39197.7975 | 39197.7975 | 39197.7975 | 41157.6874 | 41157.6874 | 41157.6874 | 41157.6874 | 43215.5717 | 43215.5717 | 43215.5717 | 43215.5717 | 45376.3503 | 45376.3503 | 45376.3503 | 45376.3503
Cash outflows / expenses |  |  | 0 | 0 | 0 | 0 | 0 | 0 | 0 | 0 | 0 | 0 | 0 | 0 | 0 | 0 | 0 | 0 | 0 | 0 | 0 | 0 | 0 | 0 | 0 | 0 | 0 | 0 | 0 | 0 | 0 | 0 | 0 | 0 | 0 | 0 | 0 | 0 | 0 | 0 | 0 | 0
Terminal value (end of life / after ten years) |  |  | 0 | 0 | 0 | 0 | 0 | 0 | 0 | 0 | 0 | 0 | 0 | 0 | 0 | 0 | 0 | 0 | 0 | 0 | 0 | 0 | 0 | 0 | 0 | 0 | 0 | 0 | 0 | 0 | 0 | 0 | 0 | 0 | 0 | 0 | 0 | 0 | 0 | 0 | 0 | 0
Net cash flow |  | -173896 | 29250 | 29250 | 29250 | 29250 | 30712.5 | 30712.5 | 30712.5 | 30712.5 | 32248.125 | 32248.125 | 32248.125 | 32248.125 | 33860.5313 | 33860.5313 | 33860.5313 | 33860.5313 | 35553.5578 | 35553.5578 | 35553.5578 | 35553.5578 | 37331.2357 | 37331.2357 | 37331.2357 | 37331.2357 | 39197.7975 | 39197.7975 | 39197.7975 | 39197.7975 | 41157.6874 | 41157.6874 | 41157.6874 | 41157.6874 | 43215.5717 | 43215.5717 | 43215.5717 | 43215.5717 | 45376.3503 | 45376.3503 | 45376.3503 | 45376.3503
Cumlative cashflow |  | -173896 | -144646 | -115396 | -86146 | -56896 | -26183.5 | 4529 | 35241.5 | 65954 | 98202.125 | 130450.25 | 162698.375 | 194946.5 | 228807.0313 | 262667.5625 | 296528.0938 | 330388.625 | 365942.1828 | 401495.7406 | 437049.2984 | 472602.8563 | 509934.092 | 547265.3277 | 584596.5634 | 621927.7991 | 661125.5966 | 700323.394 | 739521.1915 | 778718.989 | 819876.6764 | 861034.3637 | 902192.0511 | 943349.7385 | 986565.3102 | 1029780.8819 | 1072996.4537 | 1116212.0254 | 1161588.3757 | 1206964.726 | 1252341.0763 | 1297717.4267
Cost of Interest |  |  | 0 | 0 | 0 | 0 | 0 | 0 | 0 | 0 | 0 | 0 | 0 | 0 | 0 | 0 | 0 | 0 | 0 | 0 | 0 | 0 | 0 | 0 | 0 | 0 | 0 | 0 | 0 | 0 | 0 | 0 | 0 | 0 | 0 | 0 | 0 | 0 | 0 | 0 | 0 | 0
Cashflow after interest |  | -173896 | 29250 | 29250 | 29250 | 29250 | 30712.5 | 30712.5 | 30712.5 | 30712.5 | 32248.125 | 32248.125 | 32248.125 | 32248.125 | 33860.5313 | 33860.5313 | 33860.5313 | 33860.5313 | 35553.5578 | 35553.5578 | 35553.5578 | 35553.5578 | 37331.2357 | 37331.2357 | 37331.2357 | 37331.2357 | 39197.7975 | 39197.7975 | 39197.7975 | 39197.7975 | 41157.6874 | 41157.6874 | 41157.6874 | 41157.6874 | 43215.5717 | 43215.5717 | 43215.5717 | 43215.5717 | 45376.3503 | 45376.3503 | 45376.3503 | 45376.3503
Project cost estimate |  | Year 1 Q3 3: 173896; Year 2 Q1 5: 0; Year 2 Q2 6: $/kWh
If project will save electricity only, insert annual kWh savings here: |  |  |  |  | 585000 | kWh |  |  | Yr 1 | Yr 2 | Yr 3 | Yr 4 | Yr 5 | Yr 6 | Yr 7 | Yr 8 | Yr 9 | Yr 10
[8 empty] | $/kWh | 0.2 | 0.21 | 0.2205 | 0.23153 | 0.2431 | 0.25526 | 0.26802 | 0.28142 | 0.29549 | 0.31027
escalation | bar: Yr 2 to Yr 10
Definitions:
Investment amount
Is the amount of CAPEX to be spent. It will all occurr in time 0, but may occurr over a period of time.
It will be a negative number
Improvement in Rental Income
These are cashflows that result from implementing the CAPEX spend and increasing the rent.
They are always a positive number
Reduced costs / OPEX savings
These are the savings generated by the CAPEX investment. For instance energy savings, reduced maintenance costs.
They are always a positive number
Cash outflows / expenses
These are cashflows that are an additional cost which result from implementing the CAPEX spend. For instance scheduled maintenance, metre reading charges, upgrade requirements
They are always a negative number
Terminal value (end of life / after ten years)
At the end of the life of an asset, it maybe sold. Terminal value is these net proceeds
This number maybe 0. It should be entered as 0 or could be a positive number if the capital item can be sold. It should be a net number after all disposal costs.
| Yr 1 | Yr 2 | Yr 3 | Yr 4 | Yr 5 | Yr 6
NSW | Yr 1: 0.125; Yr 2: 0.13875; Yr 3: 0.145 | Yr 7 | Yr 8 | Yr 9 | Yr 10
QLD | Yr 1: 0.125; Yr 2: 0.1375; Yr 3: 0.14875
VIC | Yr 1: 0.125; Yr 2: 0.13375; Yr 3: 0.13875
SA | Yr 1: 0.125; Yr 2: 0.125; Yr 3: 0.13
ACT | Yr 1: 0.125; Yr 2: 0.14; Yr 3: 0.145
Note on A13: Craig Roussac: this is increases over and above current forecast rent from spending CAPEX on this project
Note on A14: Craig Roussac: Each inflow / saving must be positive. Include all cash inflows and savings for duration of asset's life.
Note on A16: Craig Roussac: Each outflow / expense must be negative. Include all expenses for duration of asset's life.
Note on A17: Craig Roussac: Value may be positive or negative (eg if decommissioning and disposal costs are incurred) butbut occurs only once.
Note on A39: Craig Roussac: this is increases over and above current forecast rent from spending CAPEX on this project
Note on A43: Craig Roussac: Each inflow / saving must be positive. Include all cash inflows and savings for duration of asset's life.
Note on A53: Craig Roussac: Value may be positive or negative (eg if decommissioning and disposal costs are incurred) butbut occurs only once.

## 1M-OS
Investa Property Group - Property Services
Prepared By: |  |  | Date:
Business Case For Capital Investment
[7 empty] | NLA | 25698
Project Title: | Various energy efficiency measures
Property: | 1 Market Street
Property No:
Capex No:
Description: | INSERT BRIEF DESCRIPTION- Hit [Alt] + [Enter] at same time to drop row
|  | Year 0 | Y1 | Y2 | Y3 | Y4 | Y5 | Y6 | Y7 | Y8 | Y9 | Y10
Investment amount |  | -173896 | 0 | 0 | 0 | 0 | 0 | 0 | 0 | 0 | 0 | 0
Improvement in Rental Income |  |  | 0 | 0 | 0 | 0 | 0 | 0 | 0 | 0 | 0 | 0
Reduced costs / OPEX savings |  |  | 117000 | 122850 | 128992.5 | 135442.125 | 142214.2313 | 149324.9428 | 156791.19 | 164630.7495 | 172862.2869 | 181505.4013
Cash outflows / expenses |  |  | 0 | 0 | 0 | 0 | 0 | 0 | 0 | 0 | 0 | 0
Terminal value (end of life / after ten years) |  |  | 0 | 0 | 0 | 0 | 0 | 0 | 0 | 0 | 0 | 0
Net cash flow |  | -173896 | 117000 | 122850 | 128992.5 | 135442.125 | 142214.2313 | 149324.9428 | 156791.19 | 164630.7495 | 172862.2869 | 181505.4013
savings $/m2 |  |  | 4.5529 | 4.7805 | 5.0196 | 5.2705 | 5.5341 | 5.8108 | 6.1013 | 6.4064 | 6.7267 | 7.063
Information to cut and paste into Strategic Asset Plan
[7 empty] | current | CURRENT | FY25 | FY26 | FY27 | FY28
Is this building a NET or GROSS LEASE building | NET | Y4: NABERS Rating; Y5: 5.1823; Y6: 5.1607; Y7: 5.175; Y8: 5.5615
[6 empty] | Capex proposed: |  | 173896
Percentage net leases | 0% | Y4: IRR benefit; Y6: 71.79%
[6 empty] | Valuation impact potential |  | 1814989.8929
Cap rate | 7.5%
Av. annual NOI impact | 147161.3427
Information to cut and paste into Strategic Asset Plan:
[5 empty] | Current | CURRENT | FY25 | FY26
[5 empty] | 5.18232224396608 Stars | 5.1607 | 5.175 | 5.5615
[5 empty] | Current | FY13* | FY14* | FY15*
[6 empty] | 173896 | 0 | 0
71.79%
1814989.8929
Note on A26: Craig Roussac: this is increases over and above current forecast rent from spending CAPEX on this project
Note on A27: Craig Roussac: Each inflow / saving must be positive. Include all cash inflows and savings for duration of asset's life.
Note on A29: Craig Roussac: Value may be positive or negative (eg if decommissioning and disposal costs are incurred) butbut occurs only once.

## 40M-NR
Energy and Carbon Roadmap
40 Mount Street
Asset Qualifier
Energy Consumption
Scope | Emission Source | SOURCE | UNIT COST | Units | BASE | CURRENT | FY25 | FY26 | FY27 | FY28 | FY29 | FY30 | FY31 | FY32 | FY33 | Reduction
NSW2 | Electricity Consumption | Renewables | 0.21305 | MWh | 1211 | 1241 | 1241 | 1241 | 1241 | 1141 | 1141 | 1141 | 1161 | 1161 | 1161 | -4.129%
NSW2 | Annual Electricity Savings |  |  | MWh | 0 | 30 | 30 | 30 | 30 | -70 | -70 | -70 | -50 | -50 | -50 | -240
Scope 1 | Gas Consumption |  | 29.6162 | GJ | 2204 | 1995 | 1995 | 1995 | 1995 | 1995 | 1995 | 1995 | 1917 | 1917 | 1917 | -13.02%
Scope 1 | Annual Gas Savings |  |  | GJ | 0 | -209 | -209 | -209 | -209 | -209 | -209 | -209 | -287 | -287 | -287 | -2324
Emissions profile
Scope | Emission Source |  |  | Units | BASE | CURRENT | FY25 | FY26 | FY27 | FY28 | FY29 | FY30 | FY31 | FY32 | FY33 | Reduction
NSW2 | Electricity - Renewable |  |  | t.CO2-e | 956.69 | 0 | 0 | 0 | 0 | 0 | 0 | 0 | 0 | 0 | 0 | 100%
Scope 1 | Gas |  |  | t.CO2-e | 113.5721 | 0 | 0 | 0 | 0 | 0 | 0 | 0 | 0 | 0 | 0 | 100%
Scope 3 | Water, waste and Utility scope 3 |  |  | t.CO2-e | 55.3313 | 0 | 0 | 0 | 0 | 0 | 0 | 0 | 0 | 0 | 0 | 100%
|  |  |  | t.CO2-e | 1125.5934 | 0 | 0 | 0 | 0 | 0 | 0 | 0 | 0 | 0 | 0 | 100%
|  |  |  | kg.CO2-e/m2 | 39.6392 | 0 | 0 | 0 | 0 | 0 | 0 | 0 | 0 | 0 | 0
Net Zero Contribution
Scope | Emission Source |  |  | Units | BASE | CURRENT | FY25 | FY26 | FY27 | FY28 | FY29 | FY30 | FY31 | FY32 | FY33 | Reduction
Capital | Energy Efficiency |  |  | t.CO2-e | 0 | -22.26 | -21.9 | -19.86 | -18.72 | 38.29 | 32.2 | 26.81 | 16.25 | 14.4 | 13.2 | 58.41
NSW2 | Renewable Electricity |  |  | t.CO2-e | 0 | 920.822 | 905.93 | 821.542 | 774.384 | 624.127 | 524.86 | 437.003 | 377.325 | 334.368 | 306.504 | 6026.865
Scope 1 | Gas Offsets |  |  | t.CO2-e | 0 | 102.8024 | 102.8024 | 102.8024 | 102.8024 | 102.8024 | 102.8024 | 102.8024 | 98.783 | 98.783 | 98.783 | 1015.9655
Scope 1 | Electrification |  |  | t.CO2-e | 0 | 10.7698 | 10.7698 | 10.7698 | 10.7698 | 10.7698 | 10.7698 | 10.7698 | 14.7891 | 14.7891 | 14.7891 | 119.7557
Scope 3 | Scope 3 Offsets |  |  | t.CO2-e | 0 | 50.4199 | 45.5086 | 40.5972 | 35.6859 | 30.7745 | 25.8632 | 20.9518 | 16.0404 | 11.1291 | 11.1291 | 288.0996
Scope 3 | Scope 3 |  |  | t.CO2-e | 55.3313 | 0 | 0 | 0 | 0 | 0 | 0 | 0 | 0 | 0 | 0 | 0
Scope 1 | Gas |  |  | t.CO2-e | 113.5721 | 0 | 0 | 0 | 0 | 0 | 0 | 0 | 0 | 0 | 0 | 0
NSW2 | Grid Electricity |  |  | t.CO2-e | 956.69 | 0 | 0 | 0 | 0 | 0 | 0 | 0 | 0 | 0 | 0 | 0
|  |  |  | t.CO2-e | 0 | 1012.1341 | 997.6021 | 915.2541 | 869.2361 | 775.9891 | 670.6321 | 577.3851 | 507.1471 | 462.3401 | 433.2761 | 7509.0958
Energy and Carbon Costs |  | NSW2
Scope | Emission Source |  |  |  | BASE | CURRENT | FY25 | FY26 | FY27 | FY28 | FY29 | FY30 | FY31 | FY32 | FY33 | TOTAL
BASELINE - Do nothing scenario
NSW2 | Electricity Consumption costs - do nothing scenario |  |  |  | 340315.34 | 335408.2152 | 347147.5027 | 359297.6653 | 371873.0836 | 384888.6416 | 398359.744 | 412302.3351 | 494762.8021 | 512079.5001 | 530002.2826 | 4146121.7724
Scope 1 | Gas Consumption costs- do nothing scenario |  |  |  | 51540.5007 | 67232.3796 | 69249.351 | 71326.8315 | 73466.6365 | 75670.6356 | 77940.7546 | 80278.9773 | 82687.3466 | 85167.967 | 87723.006 | 770743.8858
Scope 1 | Gas Offset Costs - ACCUs (Climate Active) | [5 empty] | 6168.141 | 6168.141 | 6168.141 | 6168.141 | 6168.141 | 6168.141 | 6168.141 | 6168.141 | 6168.141 | 55513.269
Scope 3 | Scope 3 offsets (from FY24) | [5 empty] | 2730.5137 | 2435.8325 | 2141.1514 | 1846.4702 | 1551.789 | 1257.1078 | 962.4267 | 667.7455 | 667.7455 | 14260.7823
TOTAL COSTS |  |  |  | Total Cost | 391855.8407 | 402640.5948 | 425295.5084 | 439228.4704 | 453649.0125 | 468573.8883 | 484020.4287 | 500006.5612 | 584580.7163 | 604083.3536 | 624561.1752 | 4986639.7095
|  |  |  | Cost/m2 | 13.7997 | 14.1795 | 14.9773 | 15.468 | 15.9758 | 16.5014 | 17.0454 | 17.6083 | 20.5867 | 21.2735 | 21.9947
ENERGY AND CARBON ROADMAP - Implement NABERS Roadmap projects scenario
NSW2 | Electricity Consumption Costs |  |  |  | 340315.34 | 343717.2544 | 355747.3583 | 368198.5158 | 381085.4639 | 362640.7432 | 375333.1692 | 388469.8301 | 474334.9407 | 490936.6636 | 508119.4469 | 4048583.3862
Scope 1 | Gas Consumption costs |  |  |  | 51540.5007 | 60856.8953 | 62682.6022 | 64563.0803 | 66499.9727 | 68494.9719 | 70549.821 | 72666.3156 | 71919.9834 | 74077.5829 | 76299.9104 | 688611.1357
Scope 1 | Gas Offset Costs - ACCUs (Climate Active) | [5 empty] | 6168.141 | 6168.141 | 6168.141 | 6168.141 | 6168.141 | 6168.141 | 5926.9806 | 5926.9806 | 5926.9806 | 54789.7878
Scope 3 | Scope 3 offsets (from FY24) - ACCUs | [5 empty] | 2730.5137 | 2435.8325 | 2141.1514 | 1846.4702 | 1551.789 | 1257.1078 | 962.4267 | 667.7455 | 667.7455 | 14260.7823
TOTAL COSTS |  |  |  | Total Cost | 391855.8407 | 404574.1497 | 427328.6152 | 441365.5696 | 455894.7289 | 439150.3262 | 453602.9202 | 468561.3946 | 553144.3314 | 571608.9727 | 591014.0834 | 4806245.092
|  |  |  | Cost/m2 | 13.7997 | 14.2476 | 15.0489 | 15.5432 | 16.0549 | 15.4652 | 15.9742 | 16.501 | 19.4797 | 20.1299 | 20.8133 | 169.2578
TOTAL SAVINGS |  |  |  | Savings | 0 | 1933.5549 | 2033.1068 | 2137.0992 | 2245.7165 | -29423.5621 | -30417.5084 | -31445.1666 | -31436.3849 | -32474.381 | -33547.0918 | -180394.6174
|  |  |  | Cost/m2 | 0 | 0.068093 | 0.071598 | 0.075261 | 0.079086 | -1.0362 | -1.0712 | -1.1074 | -1.1071 | -1.1436 | -1.1814 | -6.3528
CAPITAL COSTS - NABERS Roadmap
| All Identified Projects |  |  | TOTAL COSTS ($) |  | 598000 | 0 | 0 | 1518000 | 409200 | 0 | 388000 | 0 | 0 | 0 | 2913200
|  |  |  | TOTAL SAVINGS ($) | 0 | 1933.5549 | 2033.1068 | 2137.0992 | 2245.7165 | -29423.5621 | -30417.5084 | -31445.1666 | -31436.3849 | -32474.381 | -33547.0918 | -180394.6174
|  |  |  | TOTAL SAVINGS | 0 | -1933.5549 | -2033.1068 | -2137.0992 | -2245.7165 | 29423.5621 | 30417.5084 | 31445.1666 | 31436.3849 | 32474.381 | 33547.0918
NABERS Roadmap | [16 empty] | Notes and Summary Outcomes
Current rating information |  | p2056 |  | Weighted Average | BASE | CURRENT | FY25 | FY26 | FY27 | FY28 | FY29 | FY30 | FY31 | FY32 | FY33 | TOTAL | ESG ROADMAP |  | ELECTRIFICATION PLAN |  | TENANT METERING
Last rating date |  | 2023-03-31 |  | 40 Mount Street | 5.8217 | 5.8217 | 5.8107 | 5.8107 | 5.8107 | 5.85 | 5.8761 | 5.8761 | 5.8663 | 5.8663 | 5.8663 | 0.044615 | Status | Complete | Status | Complete | Status | Complete
State |  | NSW |  | ICPF | 5.294 | 5.2979 | 5.3084 | 5.3897 | 5.3956 | 5.4347 | 5.4495 | 5.4516 | 5.4802 | 5.5092 | 5.5586 | 0.26458 | Total Cost | 2203200 | Total Cost | 664000 | Collection process | Automatic
NABERS Rating Type (Base/Whole) |  | Base | [14 empty] | Annual Savings | 14364.3527 | Progress by FY32 | 13.02% | NLA covered | 100%
Postcode |  | 2060 | [14 empty] | Est IRR | 0.6574% | Est. 100% completion | #NAME? | Cost for automation | 0
Rated Area |  | 24152 | [14 empty] | NABERS Improvement | 0.077892 |  |  | ETA 100% coverage | Complete
Rated Hours |  | 52.9 | [14 empty] | FY32 NABERS | 5.8663 |  |  | Tenant spec. data | 100%
Electricity Consumption (MWh) |  | 1211 | [14 empty] | FY33 NABERS^ | 5.8663 | * Where projects deliver both Efficiency and Electrification benefits, Total Costs are split evenly between categories
Gas Consumption (GJ) |  | 2204 | Note, actual NABERS data included 2 yrs of gas | [13 empty] | Total Electricity Reduction | -4.129% | ^ includes projects implemented in FY32
NABERS Benchmark Factor |  | 41 | -3.786% | [13 empty] | Total Gas Reduction | -13.02%
| Current NABERS Energy Rating: | 5.8217
Identified Projects | [5 empty] | 2024-06-30 | 2025-06-30 | 2026-06-30 | 2027-06-30 | 2028-06-30 | 2029-06-30 | 2030-06-30 | 2031-06-30 | 2032-06-30 | 2033-06-30 | 2034-06-30 | Project Classifications
Job Number | Job Description | Predicted Reduction (MWh) | Predicted Reduction (MJ) | Estimated completion date | Total Expected Cost ($) | CURRENT | FY25 | FY26 | FY27 | FY28 | FY29 | FY30 | FY31 | FY32 | FY33 | FY34 | Efficiency | Electrification | Tenant Data | NABERS | Est IRR | Opex | Life-cycle
[6 empty] | 0 | 0 | 0 | 0 | 0 | 0 | 0 | 0 | 0 | 0 | 0
IO-45621 | decommission broad chiller |  |  |  |  | 0 | 0 | 0 | 0 | 0 | 0 | 0 | 0 | 0 | 0 | 0 | Yes | Yes
IO-45621 | Add 4-pipe air cooled heat recovery chiller | 30 | -209 | 2024-03-31 | 552000 | 552000 | 0 | 0 | 0 | 0 | 0 | 0 | 0 | 0 | 0 | 0 | Yes | Yes |  | 0.014224 | -0.03655% |  | Yes
IO-45621 | adjust metering post-trigen | 0 | 0 | 2024-03-31 | 46000 | 46000 | 0 | 0 | 0 | 0 | 0 | 0 | 0 | 0 | 0 | 0 |  |  |  |  | 0%
IM-1127 | Replace BMS with new open-source BMS inc VAVs | -60 |  | 2027-03-31 | 1518000 | 0 | 0 | 0 | 1518000 | 0 | 0 | 0 | 0 | 0 | 0 | 0 | Yes |  |  | 0.038396 | 0.8421% |  | Yes
IO-45684 | Replace gas boiler with new unitary electric units | 20 | -78 | 2030-03-31 | 388000 | 0 | 0 | 0 | 0 | 0 | 0 | 388000 | 0 | 0 | 0 | 0 |  | Yes |  | -0.00032529 | -0.5028% |  | Yes
IM-1129 | Lighting - Upgrade to LED & PIR sensor control | -40 |  | 2028-03-31 | 409200 | 0 | 0 | 0 | 0 | 409200 | 0 | 0 | 0 | 0 | 0 | 0 | Yes |  |  | 0.025597 | 2.083%
DELETE | PV - Add PV array and battery stack | 0 |  | 2031-03-31 | 0 | 0 | 0 | 0 | 0 | 0 | 0 | 0 | 0 | 0 | 0 | 0
DELETE | Upgrade solar blinds | 0 |  | 2032-03-31 | 0 | 0 | 0 | 0 | 0 | 0 | 0 | 0 | 0 | 0 | 0 | 0
|  | -50 | -287 |  | 2913200 | 598000 | 0 | 0 | 1518000 | 409200 | 0 | 388000 | 0 | 0 | 0 | 0 | 2203200 | 664000 | 0 | 0.077892 | 0.6574% | 0 | 1564000
#NAME?
[17 empty] | MWh saved in FY13 | 37.5
[17 empty] | Current Rating: | 5.9325
[17 empty] | Expected Rating at 31/3/2024: | 5.8217
[17 empty] | Expected Rating at 31/3/2025: | 5.8107
[17 empty] | Expected Rating at 31/3/2026: | 5.8107
[17 empty] | Expected Rating at 31/3/2027: | 5.8107
[17 empty] | Expected Rating at 31/3/2028: | 5.85
[17 empty] | Expected Rating at 31/3/2029: | 5.8761
[17 empty] | Expected Rating at 31/3/2030: | 5.8761
[17 empty] | Expected Rating at 31/3/2031: | 5.8663
[17 empty] | Expected Rating at 31/3/2032: | 5.8663
[17 empty] | Expected Rating at 31/3/2033: | 5.8663
[38 empty] | Stars | NSW (2000) | VIC (3000) | QLD (4000) | SA (5000) | WA (6000) |  | Stars | NSW (2000) | VIC (3000) | QLD (4000) | SA (5000) | WA (6000) | Stars | Intensity | Unit | base + diff |  | Base | Whole Building
[38 empty] | 6 | 34.795 | 42.145 | 35.585 | 20.915 | 26.98 |  | 6 | 64.76 | 69.5 | 59.815 | 33.69 | 44.87 | 6 | 34.795 | kg/m2 |  |  | 34.795 | 64.76
[25 empty] | PLEASE DO NOT CHANGE ANYTHING IN THE CELLS IN THIS SECTION OF THE CALCULATOR | [12 empty] | 5.5 | 52.1925 | 63.2175 | 53.3775 | 31.3725 | 40.47 |  | 5.5 | 97.14 | 104.25 | 89.7225 | 50.535 | 67.305 | 5.5 | 52.1925 | kg/m2 |  |  | 52.1925 | 97.14 |  |  | Elec (kg/MWh) | Gas (kG/GJ)
[37 empty] | Base Building | 5 | 69.59 | 84.29 | 71.17 | 41.83 | 53.96 | Whole Building | 5 | 129.52 | 139 | 119.63 | 67.38 | 89.74 | 5 | 69.59 | kg/m2 | 69.59 |  | 69.59 | 129.52 |  | ACT | 810 | 51.33 | 2000 |  |  |  |  | Economy Cycle | Identified only | All |  | NLA: | 24152 | m2 | Emissions/m2 | 45.2982
[19 empty] | 152 | Cost/MWh | [17 empty] | 4.5 | 84.92 | 101.75 | 80.29 | 51.46 | 62.39 |  | 4.5 | 158.69 | 166.57 | 142.47 | 84.06 | 105.77 | 4.5 | 84.92 | kg/m2 | 15.33 |  | 84.92 | 158.69 |  | NSW | 810 | 51.33 | 2000 |  | 32.9431 | El - converter | 36.7603 | BMS | Business case written | Summer |  | Current ABGR rating (w'out GP): | 6.0708 | stars | t.CO2 | 1094041.32
[38 empty] | 4 | 100.25 | 120.31 | 89.42 | 61.1 | 70.83 |  | 4 | 187.86 | 194.15 | 165.3 | 100.73 | 121.79 | 4 | 100.25 | kg/m2 | 15.33 |  | 100.25 | 187.86 |  | QLD | 810 | 51.33 | 3000 |  | 519.8507 | Gas - converter | 4.2397 | HVAC | Approved to implement | Winter |  | ABGR Electricity intensity: | 36.7603 | kg/m2 | Electrical emissions | 980910
[38 empty] | 3.5 | 115.57 | 138.88 | 98.54 | 70.74 | 79.26 |  | 3.5 | 217.04 | 221.73 | 188.13 | 117.41 | 137.82 | 3.5 | 115.57 | kg/m2 | 15.32 |  | 115.57 | 217.04 |  | SA | 770 | 51.33 | 4000 |  |  |  |  | Chillers | Rejected, do not persue | Shoulder |  | Current NABERS Water rating: |  | stars | Gas emissions | 113131.32
[38 empty] | 3 | 130.9 | 157.45 | 107.66 | 80.38 | 87.69 |  | 3 | 246.21 | 249.31 | 210.96 | 134.09 | 153.85 | 3 | 130.9 | kg/m2 | 15.33 |  | 130.9 | 246.21 |  | VIC | 980 | 51.33 | 5000 |  | 0.152 |  |  | VSDs | Rejected but reconsider |  |  | Energy performance tracking | Consumption | Unit |  | 42.8149
[38 empty] | 2.5 | 146.23 | 176.01 | 116.79 | 90.02 | 96.12 |  | 2.5 | 275.38 | 276.89 | 233.79 | 150.77 | 169.87 | 2.5 | 146.23 | kg/m2 | 15.33 |  | 146.23 | 275.38 |  | WA | 680 | 51.33 | 6000 |  |  |  |  | Lighting replacement and controls | Complete |  |  | Current Electricity Consumption: | 1211 | MWh |  |  | 5.9325
[21 empty] | Average Electricity Price ($/kWh): | 0.152 | [15 empty] | 2 | 161.56 | 194.58 | 125.91 | 99.65 | 104.55 |  | 2 | 304.55 | 304.47 | 256.62 | 167.44 | 185.9 | 2 | 161.56 | kg/m2 | 15.33 |  | 161.56 | 304.55 | [9 empty] | Condensor water loop |  |  |  | Current Gas Consumption | 2204 | GJ |  | 113131.32
[38 empty] | 1.5 | 176.89 | 213.15 | 135.04 | 109.29 | 112.98 |  | 1.5 | 333.72 | 332.05 | 279.45 | 184.12 | 201.92 | 1.5 | 176.89 | kg/m2 | 15.33 |  | 176.89 | 333.72 | [9 empty] | CO/CO2 sensors |  |  |  | ABGR Gas Intensity | 4.2397
[21 empty] | Rating benefit calulator | [16 empty] | 1 | 192.21 | 231.71 | 144.16 | 118.93 | 121.42 |  | 1 | 362.89 | 359.62 | 302.28 | 200.8 | 217.95 | 1 | 192.21 | kg/m2 | 15.32 |  | 192.21 | 362.89 | [9 empty] | Submetering |  |  |  |  | 41
[39 empty] | NSW | VIC | QLD | SA | WA |  |  | NSW | VIC | QLD | SA | WA | [16 empty] | Cooling Tower
[6 empty] | 2024-06-30 | 2025-06-30 | 2026-06-30 | 2027-06-30 | 2028-06-30 | 2029-06-30 | 2030-06-30 | 2031-06-30 | 2032-06-30 | 2033-06-30 | 2034-06-30 | [5 empty] | Savings | Payback | + stars | kg/m2 | 2024-03-31 | 2025-03-31 | 2026-03-31 | 2027-03-31 | 2028-03-31 | 2029-03-31 | 2030-03-31 | 2031-03-31 | 2032-03-31 | 2033-03-31 | 2034-03-31 | full year saving for business case |  | capex | opex | [14 empty] | 84.92 | Stars | 69.59 | 15.33 | 15.33 | 15.32 | 15.33 | 15.33 | 15.33 | 15.33 | 15.32 |  |  |  |  | Lift | [7 empty] | Base | Whole Building
[6 empty] | 0 | 0 | 0 | 0 | 0 | 0 | 0 | 0 | 0 | 0 | 0 | [5 empty] | 0 | #DIV/0! | 0 | 0 | 0 | 0 | 0 | 0 | 0 | 0 | 0 | 0 | 0 | 0 | 0 | 0 | 0 | 0 | 0 | [14 empty] | 84.92 | Current | 41 | [12 empty] | Hot Water
[6 empty] | 0 | 0 | 0 | 0 | 0 | 0 | 0 | 0 | 0 | 0 | 0 | [5 empty] | 0 | #DIV/0! | 0 | 0 | 0 | 0 | 0 | 0 | 0 | 0 | 0 | 0 | 0 | 0 | 0 | 0 | 0 | 0 | 0 | [14 empty] | 84.92 | 2025-03-31 | 41.3815 | [12 empty] | Renewables | [6 empty] | Stars | NSW | NSW | Stars | (to invert)
[6 empty] | 30 | 30 | 30 | 30 | 30 | 30 | 30 | 30 | 30 | 30 | 30 | [5 empty] | 0 | #DIV/0! | 0 | 0 | 0 | 0 | 0 | 0 | 0 | 0 | 0 | 0 | 0 | 0 | 0 | 0 | 0 | 0 | 0 | [14 empty] | 84.92 | 2026-03-31 | 41.3815 | [12 empty] | Other | [6 empty] | 1 | 192.21 | 362.89 | 5 | 69.59 | 129.52
[6 empty] | 0 | 0 | 0 | 0 | 0 | 0 | 0 | 0 | 0 | 0 | 0 | [5 empty] | 4560 | -121.0526 | 0.033178 | 0.50862 | 0 | 0.50862 | 0.50862 | 0.50862 | 0.50862 | 0.50862 | 0.50862 | 0.50862 | 0.50862 | 0.50862 | 0.50862 | 30 | -209 | 552000 | 0 | [14 empty] | 84.92 | 2027-03-31 | 41.3815 | [19 empty] | 1.5 | 176.89 | 333.72 | 4.5 | 84.92 | 158.69
[6 empty] | 0 | 0 | 0 | 0 | -60 | -60 | -60 | -60 | -60 | -60 | -60 | [5 empty] | 0 | #DIV/0! | 0 | 0 | 0 | 0 | 0 | 0 | 0 | 0 | 0 | 0 | 0 | 0 | 0 | 0 | 0 | 46000 | 0 | [14 empty] | 84.92 | 2028-03-30 | 40.0155 | [19 empty] | 2 | 161.56 | 304.55 | 4 | 100.25 | 187.86
[6 empty] | 0 | 0 | 0 | 0 | 0 | 0 | 0 | 20 | 20 | 20 | 20 | [5 empty] | -9120 | 166.4474 | -0.11881 | -1.8213 | 0 | 0 | 0 | 0 | -1.8213 | -1.8213 | -1.8213 | -1.8213 | -1.8213 | -1.8213 | -1.8213 | -60 | 0 | 1518000 | 0 | [14 empty] | 84.92 | 2029-03-30 | 39.1048 | [19 empty] | 2.5 | 146.23 | 275.38 | 3.5 | 115.57 | 217.04
[6 empty] | 0 | 0 | 0 | 0 | -40 | -40 | -40 | -40 | -40 | -40 | -40 | [5 empty] | 3040 | -127.6316 | 0.029815 | 0.45706 | 0 | 0 | 0 | 0 | 0 | 0 | 0 | 0.45706 | 0.45706 | 0.45706 | 0.45706 | 20 | -78 | 388000 | 0 | [14 empty] | 84.92 | 2030-03-30 | 39.1048 | [19 empty] | 3 | 130.9 | 246.21 | 3 | 130.9 | 246.21
[6 empty] | 0 | 0 | 0 | 0 | 0 | 0 | 0 | 0 | 0 | 0 | 0 | [5 empty] | -6080 | 67.3026 | -0.079205 | -1.2142 | 0 | 0 | 0 | 0 | 0 | -1.2142 | -1.2142 | -1.2142 | -1.2142 | -1.2142 | -1.2142 | -40 | 0 | 409200 | 0 | [14 empty] | 84.92 | 2031-03-30 | 39.4476 | [19 empty] | 3.5 | 115.57 | 217.04 | 2.5 | 146.23 | 275.38
[6 empty] | 0 | 0 | 0 | 0 | 0 | 0 | 0 | 0 | 0 | 0 | 0 | [5 empty] | 0 | #DIV/0! | 0 | 0 | 0 | 0 | 0 | 0 | 0 | 0 | 0 | 0 | 0 | 0 | 0 | 0 | 0 | 0 | 0 | [14 empty] | 84.92 | 2032-03-29 | 39.4476 | [19 empty] | 4 | 100.25 | 187.86 | 2 | 161.56 | 304.55
[6 empty] | 0 | 0 | 0 | 0 | 0 | 0 | 0 | 0 | 0 | 0 | 0 | [5 empty] | 0 | #DIV/0! | 0 | 0 | 0 | 0 | 0 | 0 | 0 | 0 | 0 | 0 | 0 | 0 | 0 | 0 | 0 | 0 | 0 | [14 empty] | 84.92 | 2033-03-29 | 39.4476 | [19 empty] | 4.5 | 84.92 | 158.69 | 1.5 | 176.89 | 333.72
[6 empty] | 0 | 0 | 0 | 0 | 0 | 0 | 0 | 0 | 0 | 0 | 0 | [5 empty] | 0 | #DIV/0! | 0 | 0 | 0 | 0 | 0 | 0 | 0 | 0 | 0 | 0 | 0 | 0 | 0 | 0 | 0 | 0 | 0 | [36 empty] | 5 | 69.59 | 129.52 | 1 | 192.21 | 362.89
[6 empty] | 0 | 0 | 0 | 0 | 0 | 0 | 0 | 0 | 0 | 0 | 0 | [5 empty] | 0 | #DIV/0! | 0 | 0 | 0 | 0 | 0 | 0 | 0 | 0 | 0 | 0 | 0 | 0 | 0 | 0 | 0 | 0 | 0
[6 empty] | 0 | 0 | 0 | 0 | 0 | 0 | 0 | 0 | 0 | 0 | 0 | [5 empty] | 0 | #DIV/0! | 0 | 0 | 0 | 0 | 0 | 0 | 0 | 0 | 0 | 0 | 0 | 0 | 0 | 0 | 0 | 0 | 0
[6 empty] | 0 | 0 | 0 | 0 | 0 | 0 | 0 | 0 | 0 | 0 | 0 | [5 empty] | 0 | #DIV/0! | 0 | 0 | 0 | 0 | 0 | 0 | 0 | 0 | 0 | 0 | 0 | 0 | 0 | 0 | 0 | 0 | 0
[6 empty] | 0 | 0 | 0 | 0 | 0 | 0 | 0 | 0 | 0 | 0 | 0 | [5 empty] | 0 | #DIV/0! | 0 | 0 | 0 | 0 | 0 | 0 | 0 | 0 | 0 | 0 | 0 | 0 | 0 | 0 | 0 | 0 | 0
[6 empty] | 0 | 0 | 0 | 0 | 0 | 0 | 0 | 0 | 0 | 0 | 0 | [5 empty] | 0 | #DIV/0! | 0 | 0 | 0 | 0 | 0 | 0 | 0 | 0 | 0 | 0 | 0 | 0 | 0 | 0 | 0 | 0 | 0
[6 empty] | 0 | 0 | 0 | 0 | 0 | 0 | 0 | 0 | 0 | 0 | 0 | [5 empty] | 0 | #DIV/0! | 0 | 0 | 0 | 0 | 0 | 0 | 0 | 0 | 0 | 0 | 0 | 0 | 0 | 0 | 0 | 0 | 0
[6 empty] | 0 | 0 | 0 | 0 | 0 | 0 | 0 | 0 | 0 | 0 | 0 | [5 empty] | 0 | #DIV/0! | 0 | 0 | 0 | 0 | 0 | 0 | 0 | 0 | 0 | 0 | 0 | 0 | 0 | 0 | 0 | 0 | 0
[6 empty] | 0 | 0 | 0 | 0 | 0 | 0 | 0 | 0 | 0 | 0 | 0 | [5 empty] | 0 | #DIV/0! | 0 | 0 | 0 | 0 | 0 | 0 | 0 | 0 | 0 | 0 | 0 | 0 | 0 | 0 | 0 | 0 | 0
[6 empty] | 0 | 0 | 0 | 0 | 0 | 0 | 0 | 0 | 0 | 0 | 0 | [5 empty] | 0 | #DIV/0! | 0 | 0 | 0 | 0 | 0 | 0 | 0 | 0 | 0 | 0 | 0 | 0 | 0 | 0 | 0 | 0 | 0
[6 empty] | 0 | 0 | 0 | 0 | 0 | 0 | 0 | 0 | 0 | 0 | 0 | [5 empty] | 0 | #DIV/0! | 0 | 0 | 0 | 0 | 0 | 0 | 0 | 0 | 0 | 0 | 0 | 0 | 0 | 0 | 0 | 0 | 0
[6 empty] | 0 | 0 | 0 | 0 | 0 | 0 | 0 | 0 | 0 | 0 | 0 | [5 empty] | 0 | #DIV/0! | 0 | 0 | 0 | 0 | 0 | 0 | 0 | 0 | 0 | 0 | 0 | 0 | 0 | 0 | 0 | 0 | 0
[6 empty] | 0 | 0 | 0 | 0 | 0 | 0 | 0 | 0 | 0 | 0 | 0 | [5 empty] | 0 | #DIV/0! | 0 | 0 | 0 | 0 | 0 | 0 | 0 | 0 | 0 | 0 | 0 | 0 | 0 | 0 | 0 | 0 | 0
[6 empty] | 0 | 0 | 0 | 0 | 0 | 0 | 0 | 0 | 0 | 0 | 0 | [5 empty] | 0 | #DIV/0! | 0 | 0 | 0 | 0 | 0 | 0 | 0 | 0 | 0 | 0 | 0 | 0 | 0 | 0 | 0 | 0 | 0
[6 empty] | 0 | 0 | 0 | 0 | 0 | 0 | 0 | 0 | 0 | 0 | 0 | [5 empty] | 0 | #DIV/0! | 0 | 0 | 0 | 0 | 0 | 0 | 0 | 0 | 0 | 0 | 0 | 0 | 0 | 0 | 0 | 0 | 0
[6 empty] | 0 | 0 | 0 | 0 | 0 | 0 | 0 | 0 | 0 | 0 | 0 | [5 empty] | 0 | #DIV/0! | 0 | 0 | 0 | 0 | 0 | 0 | 0 | 0 | 0 | 0 | 0 | 0 | 0 | 0 | 0 | 0 | 0
[6 empty] | 0 | 0 | 0 | 0 | 0 | 0 | 0 | 0 | 0 | 0 | 0 | [5 empty] | 0 | #DIV/0! | 0 | 0 | 0 | 0 | 0 | 0 | 0 | 0 | 0 | 0 | 0 | 0 | 0 | 0 | 0 | 0 | 0
[6 empty] | 0 | 0 | 0 | 0 | 0 | 0 | 0 | 0 | 0 | 0 | 0 | [5 empty] | 0 | #DIV/0! | 0 | 0 | 0 | 0 | 0 | 0 | 0 | 0 | 0 | 0 | 0 | 0 | 0 | 0 | 0 | 0 | 0
[6 empty] | 0 | 0 | 0 | 0 | 0 | 0 | 0 | 0 | 0 | 0 | 0 | [5 empty] | 0 | #DIV/0! | 0 | 0 | 0 | 0 | 0 | 0 | 0 | 0 | 0 | 0 | 0 | 0 | 0 | 0 | 0 | 0 | 0
[6 empty] | 0 | 0 | 0 | 0 | 0 | 0 | 0 | 0 | 0 | 0 | 0 | [5 empty] | 0 | #DIV/0! | 0 | 0 | 0 | 0 | 0 | 0 | 0 | 0 | 0 | 0 | 0 | 0 | 0 | 0 | 0 | 0 | 0
[6 empty] | 0 | 0 | 0 | 0 | 0 | 0 | 0 | 0 | 0 | 0 | 0 | [5 empty] | 0 | #DIV/0! | 0 | 0 | 0 | 0 | 0 | 0 | 0 | 0 | 0 | 0 | 0 | 0 | 0 | 0 | 0 | 0 | 0
[6 empty] | 0 | 0 | 0 | 0 | 0 | 0 | 0 | 0 | 0 | 0 | 0 | [5 empty] | 0 | #DIV/0! | 0 | 0 | 0 | 0 | 0 | 0 | 0 | 0 | 0 | 0 | 0 | 0 | 0 | 0 | 0 | 0 | 0
[6 empty] | 0 | 0 | 0 | 0 | 0 | 0 | 0 | 0 | 0 | 0 | 0 | [5 empty] | 0 | #DIV/0! | 0 | 0 | 0 | 0 | 0 | 0 | 0 | 0 | 0 | 0 | 0 | 0 | 0 | 0 | 0 | 0 | 0
[6 empty] | 0 | 0 | 0 | 0 | 0 | 0 | 0 | 0 | 0 | 0 | 0 | [5 empty] | 0 | #DIV/0! | 0 | 0 | 0 | 0 | 0 | 0 | 0 | 0 | 0 | 0 | 0 | 0 | 0 | 0 | 0 | 0 | 0
[6 empty] | 0 | 0 | 0 | 0 | 0 | 0 | 0 | 0 | 0 | 0 | 0 | [5 empty] | 0 | #DIV/0! | 0 | 0 | 0 | 0 | 0 | 0 | 0 | 0 | 0 | 0 | 0 | 0 | 0 | 0 | 0 | 0 | 0
[6 empty] | 0 | 0 | 0 | 0 | 0 | 0 | 0 | 0 | 0 | 0 | 0 | [5 empty] | 0 | #DIV/0! | 0 | 0 | 0 | 0 | 0 | 0 | 0 | 0 | 0 | 0 | 0 | 0 | 0 | 0 | 0 | 0 | 0
[6 empty] | 0 | 0 | 0 | 0 | 0 | 0 | 0 | 0 | 0 | 0 | 0 | [5 empty] | 0 | #DIV/0! | 0 | 0 | 0 | 0 | 0 | 0 | 0 | 0 | 0 | 0 | 0 | 0 | 0 | 0 | 0 | 0 | 0
[6 empty] | 0 | 0 | 0 | 0 | 0 | 0 | 0 | 0 | 0 | 0 | 0 | [5 empty] | 0 | #DIV/0! | 0 | 0 | 0 | 0 | 0 | 0 | 0 | 0 | 0 | 0 | 0 | 0 | 0 | 0 | 0 | 0 | 0
[6 empty] | 0 | 0 | 0 | 0 | 0 | 0 | 0 | 0 | 0 | 0 | 0 | [5 empty] | 0 | #DIV/0! | 0 | 0 | 0 | 0 | 0 | 0 | 0 | 0 | 0 | 0 | 0 | 0 | 0 | 0 | 0 | 0 | 0
[6 empty] | 0 | 0 | 0 | 0 | 0 | 0 | 0 | 0 | 0 | 0 | 0 | [5 empty] | 0 | #DIV/0! | 0 | 0 | 0 | 0 | 0 | 0 | 0 | 0 | 0 | 0 | 0 | 0 | 0 | 0 | 0 | 0 | 0
[6 empty] | 0 | 0 | 0 | 0 | 0 | 0 | 0 | 0 | 0 | 0 | 0 | [5 empty] | 0 | #DIV/0! | 0 | 0 | 0 | 0 | 0 | 0 | 0 | 0 | 0 | 0 | 0 | 0 | 0 | 0 | 0 | 0 | 0
[6 empty] | 0 | 0 | 0 | 0 | 0 | 0 | 0 | 0 | 0 | 0 | 0 | [5 empty] | 0 | #DIV/0! | 0 | 0 | 0 | 0 | 0 | 0 | 0 | 0 | 0 | 0 | 0 | 0 | 0 | 0 | 0 | 0 | 0
[6 empty] | 0 | 0 | 0 | 0 | 0 | 0 | 0 | 0 | 0 | 0 | 0 | [5 empty] | 0 | #DIV/0! | 0 | 0 | 0 | 0 | 0 | 0 | 0 | 0 | 0 | 0 | 0 | 0 | 0 | 0 | 0 | 0 | 0
[22 empty] | 0 | #DIV/0! | 0 | 0 | 0 | 0 | 0 | 0 | 0 | 0 | 0 | 0 | 0 | 0 | 0 | 0 | 0 | 0 | 0
[22 empty] | 0 | #DIV/0! | 0 | 0 | 0 | 0 | 0 | 0 | 0 | 0 | 0 | 0 | 0 | 0 | 0 | 0 | 0 | 0 | 0
[24 empty] | 0 | 0 | 0 | 0 | 0 | 0 | 0 | 0 | 0 | 0 | 0 | 0 | 0 | 0 | 0 | 0 | 0
[24 empty] | 0 | 0 | 0 | 0 | 0 | 0 | 0 | 0 | 0 | 0 | 0 | 0 | 0 | 0 | 0 | 0 | 0
[5 empty] | Electricity savings | 30 | 30 | 30 | 30 | -70 | -70 | -70 | -50 | -50 | -50 | -50 | [6 empty] | #DIV/0! | TOTAL |  | 0 | 0.38147 | 0.38147 | 0.38147 | -0.98452 | -1.8952 | -1.8952 | -1.5524 | -1.5524 | -1.5524 | -1.5524 | -37.5 | -215.25 | 2913200 | 0
[24 empty] | FY Performance | 41 | 41 | 41.3815 | 41.3815 | 41.3815 | 40.0155 | 39.1048 | 39.1048 | 39.4476 | 39.4476 | 39.4476 | 39.4476
[24 empty] | Star Rating | 5.8217 | 5.8217 | 5.8107 | 5.8107 | 5.8107 | 5.85 | 5.8761 | 5.8761 | 5.8663 | 5.8663 | 5.8663 | 5.8663
[6 empty] | 0 | 0 | 0 | 0 | 0 | 0 | 0 | 0 | 0 | 0 | 0
[6 empty] | 0 | 0 | 0 | 0 | 0 | 0 | 0 | 0 | 0 | 0 | 0
[6 empty] | -209 | -209 | -209 | -209 | -209 | -209 | -209 | -209 | -209 | -209 | -209
[6 empty] | 0 | 0 | 0 | 0 | 0 | 0 | 0 | 0 | 0 | 0 | 0
[6 empty] | 0 | 0 | 0 | 0 | 0 | 0 | 0 | 0 | 0 | 0 | 0
[6 empty] | 0 | 0 | 0 | 0 | 0 | 0 | 0 | -78 | -78 | -78 | -78 | [9 empty] | 2913200 | 0
[6 empty] | 0 | 0 | 0 | 0 | 0 | 0 | 0 | 0 | 0 | 0 | 0 | [9 empty] | 3932820 | 0
[6 empty] | 0 | 0 | 0 | 0 | 0 | 0 | 0 | 0 | 0 | 0 | 0
[6 empty] | 0 | 0 | 0 | 0 | 0 | 0 | 0 | 0 | 0 | 0 | 0
[6 empty] | 0 | 0 | 0 | 0 | 0 | 0 | 0 | 0 | 0 | 0 | 0
[6 empty] | 0 | 0 | 0 | 0 | 0 | 0 | 0 | 0 | 0 | 0 | 0
[6 empty] | 0 | 0 | 0 | 0 | 0 | 0 | 0 | 0 | 0 | 0 | 0
[6 empty] | 0 | 0 | 0 | 0 | 0 | 0 | 0 | 0 | 0 | 0 | 0
[6 empty] | 0 | 0 | 0 | 0 | 0 | 0 | 0 | 0 | 0 | 0 | 0
[6 empty] | 0 | 0 | 0 | 0 | 0 | 0 | 0 | 0 | 0 | 0 | 0
[6 empty] | 0 | 0 | 0 | 0 | 0 | 0 | 0 | 0 | 0 | 0 | 0
[6 empty] | 0 | 0 | 0 | 0 | 0 | 0 | 0 | 0 | 0 | 0 | 0
[6 empty] | 0 | 0 | 0 | 0 | 0 | 0 | 0 | 0 | 0 | 0 | 0
[6 empty] | 0 | 0 | 0 | 0 | 0 | 0 | 0 | 0 | 0 | 0 | 0
[6 empty] | 0 | 0 | 0 | 0 | 0 | 0 | 0 | 0 | 0 | 0 | 0
[6 empty] | 0 | 0 | 0 | 0 | 0 | 0 | 0 | 0 | 0 | 0 | 0
[6 empty] | 0 | 0 | 0 | 0 | 0 | 0 | 0 | 0 | 0 | 0 | 0
[6 empty] | 0 | 0 | 0 | 0 | 0 | 0 | 0 | 0 | 0 | 0 | 0
[6 empty] | 0 | 0 | 0 | 0 | 0 | 0 | 0 | 0 | 0 | 0 | 0
[6 empty] | 0 | 0 | 0 | 0 | 0 | 0 | 0 | 0 | 0 | 0 | 0
[6 empty] | 0 | 0 | 0 | 0 | 0 | 0 | 0 | 0 | 0 | 0 | 0
[6 empty] | 0 | 0 | 0 | 0 | 0 | 0 | 0 | 0 | 0 | 0 | 0
[6 empty] | 0 | 0 | 0 | 0 | 0 | 0 | 0 | 0 | 0 | 0 | 0
[6 empty] | 0 | 0 | 0 | 0 | 0 | 0 | 0 | 0 | 0 | 0 | 0
[6 empty] | 0 | 0 | 0 | 0 | 0 | 0 | 0 | 0 | 0 | 0 | 0
[6 empty] | 0 | 0 | 0 | 0 | 0 | 0 | 0 | 0 | 0 | 0 | 0
[6 empty] | 0 | 0 | 0 | 0 | 0 | 0 | 0 | 0 | 0 | 0 | 0
[6 empty] | 0 | 0 | 0 | 0 | 0 | 0 | 0 | 0 | 0 | 0 | 0
[6 empty] | 0 | 0 | 0 | 0 | 0 | 0 | 0 | 0 | 0 | 0 | 0
[6 empty] | 0 | 0 | 0 | 0 | 0 | 0 | 0 | 0 | 0 | 0 | 0
[6 empty] | 0 | 0 | 0 | 0 | 0 | 0 | 0 | 0 | 0 | 0 | 0
[6 empty] | 0 | 0 | 0 | 0 | 0 | 0 | 0 | 0 | 0 | 0 | 0
[6 empty] | 0 | 0 | 0 | 0 | 0 | 0 | 0 | 0 | 0 | 0 | 0
[6 empty] | 0 | 0 | 0 | 0 | 0 | 0 | 0 | 0 | 0 | 0 | 0
[6 empty] | 0 | 0 | 0 | 0 | 0 | 0 | 0 | 0 | 0 | 0 | 0
[6 empty] | 0 | 0 | 0 | 0 | 0 | 0 | 0 | 0 | 0 | 0 | 0
[6 empty] | 0 | 0 | 0 | 0 | 0 | 0 | 0 | 0 | 0 | 0 | 0
[6 empty] | 0 | 0 | 0 | 0 | 0 | 0 | 0 | 0 | 0 | 0 | 0
[6 empty] | 0 | 0 | 0 | 0 | 0 | 0 | 0 | 0 | 0 | 0 | 0
[6 empty] | 0 | 0 | 0 | 0 | 0 | 0 | 0 | 0 | 0 | 0 | 0
[6 empty] | 0 | 0 | 0 | 0 | 0 | 0 | 0 | 0 | 0 | 0 | 0
[5 empty] | Gas Savings | -209 | -209 | -209 | -209 | -209 | -209 | -209 | -287 | -287 | -287 | -287
[5 empty] | Current | 2024-06-30 | 2025-06-30 | 2026-06-30 | 2027-06-30 | 2028-06-30 | 2029-06-30 | 2030-06-30 | 2031-06-30 | 2032-06-30 | 2033-06-30 | 2034-06-30 | 2035-06-30
|  |  |  | NABERS | 5.8217 | 5.8217 | 5.8107 | 5.8107 | 5.8107 | 5.85 | 5.8761 | 5.8761 | 5.8663 | 5.8663 | 5.8663 | 5.8663
Formulas:
Base = [Base, row above]+365
Note on B74: [Threaded comment] Your version of Excel allows you to read this threaded comment; however, any edits to it will get removed if the file is opened in a newer version of Excel. Learn more: https://go.microsoft.com/fwlink/?linkid=870924 Comment: AC to input
Note on D74: [Threaded comment] Your version of Excel allows you to read this threaded comment; however, any edits to it will get removed if the file is opened in a newer version of Excel. Learn more: https://go.microsoft.com/fwlink/?linkid=870924 Comment: Allowances scaled up from Oak Group Reports as together the projects should wipe all gas usage.
Note on C76: [Threaded comment] Your version of Excel allows you to read this threaded comment; however, any edits to it will get removed if the file is opened in a newer version of Excel. Learn more: https://go.microsoft.com/fwlink/?linkid=870924 Comment: -130
Note on F76: [Threaded comment] Your version of Excel allows you to read this threaded comment; however, any edits to it will get removed if the file is opened in a newer version of Excel. Learn more: https://go.microsoft.com/fwlink/?linkid=870924 Comment: $287,500
Note on C77: [Threaded comment] Your version of Excel allows you to read this threaded comment; however, any edits to it will get removed if the file is opened in a newer version of Excel. Learn more: https://go.microsoft.com/fwlink/?linkid=870924 Comment: -180
Note on F77: [Threaded comment] Your version of Excel allows you to read this threaded comment; however, any edits to it will get removed if the file is opened in a newer version of Excel. Learn more: https://go.microsoft.com/fwlink/?linkid=870924 Comment: $575,000

## 420G-NR
Energy and Carbon Roadmap
420 George Street
Asset Qualifier
Energy Consumption
Scope | Emission Source | SOURCE | UNIT COST | Units | BASE | CURRENT | FY25 | FY26 | FY27 | FY28 | FY29 | FY30 | FY31 | FY32 | FY33 | Reduction
NSW2 | Electricity Consumption | Renewables | 0.22722 | MWh | 1710.342 | 1630.342 | 1630.342 | 1630.342 | 1630.342 | 1405.342 | 1405.342 | 1405.342 | 1425.342 | 1355.342 | 1355.342 | -20.76%
NSW2 | Annual Electricity Savings |  |  | MWh | 0 | -80 | -80 | -80 | -80 | -305 | -305 | -305 | -285 | -355 | -355 | -2230
Scope 1 | Gas Consumption |  | 26.5232 | GJ | 930.447 | 930.447 | 930.447 | 930.447 | 930.447 | 930.447 | 930.447 | 930.447 | 790.447 | 340.447 | 340.447 | -63.41%
Scope 1 | Annual Gas Savings |  |  | GJ | 0 | 0 | 0 | 0 | 0 | 0 | 0 | 0 | -140 | -590 | -590 | -1320
Emissions profile
Scope | Emission Source |  |  | Units | BASE | CURRENT | FY25 | FY26 | FY27 | FY28 | FY29 | FY30 | FY31 | FY32 | FY33 | Reduction
NSW2 | Electricity - Renewable |  |  | t.CO2-e | 1351.1702 | 0 | 0 | 0 | 0 | 0 | 0 | 0 | 0 | 0 | 0 | 100%
Scope 1 | Gas |  |  | t.CO2-e | 47.9459 | 0 | 0 | 0 | 0 | 0 | 0 | 0 | 0 | 0 | 0 | 100%
Scope 3 | Water, waste and Utility scope 3 |  |  | t.CO2-e | 80.0561 | 0 | 0 | 0 | 0 | 0 | 0 | 0 | 0 | 0 | 0 | 100%
|  |  |  | t.CO2-e | 1479.1722 | 0 | 0 | 0 | 0 | 0 | 0 | 0 | 0 | 0 | 0 | 100%
|  |  |  | Scope 1, 2, 3 | 39.3837 | 0 | 0 | 0 | 0 | 0 | 0 | 0 | 0 | 0 | 0
Net Zero Contribution |  |  |  | Scope 1 & 2 | 1.2766 | 0 | 0 | 0 | 0 | 0 | 0 | 0 | 0 | 0 | 0
Scope | Emission Source |  |  | Units | BASE | CURRENT | FY25 | FY26 | FY27 | FY28 | FY29 | FY30 | FY31 | FY32 | FY33 | Reduction
Capital | Energy Efficiency |  |  | t.CO2-e | 0 | 59.36 | 58.4 | 52.96 | 49.92 | 166.835 | 140.3 | 116.815 | 92.625 | 102.24 | 93.72 | 933.175
NSW2 | Renewable Electricity |  |  | t.CO2-e | 0 | 1209.7138 | 1190.1497 | 1079.2864 | 1017.3334 | 768.7221 | 646.4573 | 538.246 | 463.2362 | 390.3385 | 357.8103 | 7661.2936
Scope 1 | Gas Offsets |  |  | t.CO2-e | 0 | 47.9459 | 47.9459 | 47.9459 | 47.9459 | 47.9459 | 47.9459 | 47.9459 | 40.7317 | 17.5432 | 17.5432 | 411.4397
Scope 1 | Electrification |  |  | t.CO2-e | 0 | 0 | 0 | 0 | 0 | 0 | 0 | 0 | 7.2142 | 30.4027 | 30.4027 | 68.0196
Scope 3 | Scope 3 Offsets |  |  | t.CO2-e | 0 | 73.8247 | 67.5933 | 61.3618 | 55.1304 | 48.899 | 42.6676 | 36.4362 | 30.2048 | 23.9733 | 23.9733 | 464.0644
Scope 3 | Scope 3 |  |  | t.CO2-e | 80.0561 | 0 | 0 | 0 | 0 | 0 | 0 | 0 | 0 | 0 | 0 | 0
Scope 1 | Gas |  |  | t.CO2-e | 47.9459 | 0 | 0 | 0 | 0 | 0 | 0 | 0 | 0 | 0 | 0 | 0
NSW2 | Grid Electricity |  |  | t.CO2-e | 1351.1702 | 0 | 0 | 0 | 0 | 0 | 0 | 0 | 0 | 0 | 0 | 0
|  |  |  | t.CO2-e | 0 | 1317.0197 | 1296.4956 | 1180.1923 | 1115.1993 | 983.503 | 834.7033 | 703.0069 | 603.8071 | 540.5244 | 499.4762 | 9537.9923
Energy and Carbon Costs |  | NSW2
Scope | Emission Source |  |  |  | BASE | CURRENT | FY25 | FY26 | FY27 | FY28 | FY29 | FY30 | FY31 | FY32 | FY33 | TOTAL
BASELINE - Do nothing scenario
NSW2 | Electricity Consumption costs - do nothing scenario |  |  |  | 393314.1492 | 505211.4902 | 522893.8924 | 541195.1786 | 560137.0099 | 579741.8052 | 600032.7684 | 621033.9153 | 745240.6983 | 771324.1228 | 798320.4671 | 6245131.3481
Scope 1 | Gas Consumption costs- do nothing scenario |  |  |  | 37983.914 | 25418.783 | 26181.3465 | 26966.7869 | 27775.7905 | 28609.0642 | 29467.3361 | 30351.3562 | 31261.8969 | 32199.7538 | 33165.7464 | 291397.8605
Scope 1 | Gas Offset Costs - ACCUs (Climate Active) | [5 empty] | 2876.756 | 2876.756 | 2876.756 | 2876.756 | 2876.756 | 2876.756 | 2876.756 | 2876.756 | 2876.756 | 25890.8043
Scope 3 | Scope 3 offsets (from FY24) | [5 empty] | 4055.5959 | 3681.7108 | 3307.8258 | 2933.9407 | 2560.0556 | 2186.1705 | 1812.2855 | 1438.4004 | 1438.4004 | 23414.3856
TOTAL COSTS |  |  |  | Total Cost | 431298.0632 | 530630.2732 | 556007.5908 | 574720.4324 | 594097.3821 | 614161.5661 | 634936.9162 | 656448.1981 | 781191.6367 | 807839.033 | 835801.3699 | 6585834.3985
|  |  |  | Cost/m2 | 11.4835 | 14.1283 | 14.804 | 15.3022 | 15.8181 | 16.3524 | 16.9055 | 17.4783 | 20.7996 | 21.5091 | 22.2536
ENERGY AND CARBON ROADMAP - Implement NABERS Roadmap projects scenario
NSW2 | Electricity Consumption Costs |  |  |  | 393314.1492 | 481580.5911 | 498435.9118 | 515881.1687 | 533937.0096 | 476358.2418 | 493030.7803 | 510286.8576 | 621058.7517 | 611227.45 | 632620.4107 | 5374417.1733
Scope 1 | Gas Consumption costs |  |  |  | 37983.914 | 25418.783 | 26181.3465 | 26966.7869 | 27775.7905 | 28609.0642 | 29467.3361 | 30351.3562 | 26558.0658 | 11781.7668 | 12135.2198 | 245245.5158
Scope 1 | Gas Offset Costs - ACCUs (Climate Active) | [5 empty] | 2876.756 | 2876.756 | 2876.756 | 2876.756 | 2876.756 | 2876.756 | 2443.904 | 1052.594 | 1052.594 | 21809.6283
Scope 3 | Scope 3 offsets (from FY24) - ACCUs | [5 empty] | 4055.5959 | 3681.7108 | 3307.8258 | 2933.9407 | 2560.0556 | 2186.1705 | 1812.2855 | 1438.4004 | 1438.4004 | 23414.3856
TOTAL COSTS |  |  |  | Total Cost | 431298.0632 | 506999.3741 | 531549.6102 | 549406.4225 | 567897.3819 | 510778.0027 | 527934.928 | 545701.1404 | 651873.0069 | 625500.2112 | 647246.6249 | 5664886.703
|  |  |  | Cost/m2 | 11.4835 | 13.4991 | 14.1528 | 14.6282 | 15.1205 | 13.5997 | 14.0565 | 14.5296 | 17.3564 | 16.6542 | 17.2333 | 150.8304
TOTAL SAVINGS |  |  |  | Savings | 0 | -23630.8991 | -24457.9806 | -25314.0099 | -26200.0002 | -103383.5634 | -107001.9881 | -110747.0577 | -129318.6298 | -182338.8218 | -188554.745 | -920947.6956
|  |  |  | Cost/m2 | 0 | -0.62918 | -0.65121 | -0.674 | -0.69759 | -2.7526 | -2.849 | -2.9487 | -3.4432 | -4.8549 | -5.0204 | -24.5207
CAPITAL COSTS - NABERS Roadmap
| All Identified Projects |  |  | TOTAL COSTS ($) |  | 126100 | 0 | 0 | 1491000 | 180000 | 0 | 2300000 | 2316000 | 78000 | 0 | 6491100
|  |  |  | TOTAL SAVINGS ($) | 0 | -23630.8991 | -24457.9806 | -25314.0099 | -26200.0002 | -103383.5634 | -107001.9881 | -110747.0577 | -129318.6298 | -182338.8218 | -188554.745 | -920947.6956
|  |  |  | TOTAL SAVINGS | 0 | 23630.8991 | 24457.9806 | 25314.0099 | 26200.0002 | 103383.5634 | 107001.9881 | 110747.0577 | 129318.6298 | 182338.8218 | 188554.745
NABERS Roadmap | [16 empty] | Notes and Summary Outcomes |  |  |  | ^ includes projects implemented in FY32
Current rating information |  | p2047 |  | Weighted Average | BASE | CURRENT | FY25 | FY26 | FY27 | FY28 | FY29 | FY30 | FY31 | FY32 | FY33 | TOTAL | ENERGY EFFICIENCY PLAN |  | ELECTRIFICATION PLAN |  | TENANT METERING
Last rating date |  | 2023-03-31 |  | 420 George Street | 5.4481 | 5.4481 | 5.5007 | 5.5007 | 5.5007 | 5.6323 | 5.6487 | 5.6487 | 5.6414 | 5.6865 | 5.7062 | 0.25814 | Status | 100% | Status | 100% | Status | Complete
State |  | NSW |  | ICPF | 5.294 | 5.2979 | 5.3084 | 5.3897 | 5.3956 | 5.4347 | 5.4495 | 5.4516 | 5.4802 | 5.5092 | 5.5586 | 0.26458 | Total Cost | 2907000 | Total Cost | 3458000 | Collection process | Automatic
NABERS Rating Type (Base/Whole) |  | Base |  | IOM | 5.2362 | 5.2411 | 5.2497 | 5.3201 | 5.3392 | 5.3755 | 5.3907 | 5.3929 | 5.4401 | 5.4606 | 5.493 | 0.25674 | Annual Savings | 72233.889 | Progress by FY32 | 63.41% | NLA covered | 100%
Postcode |  | 2000 | [14 empty] | Est IRR | 1.484% | Est. 100% completion | 2035-03-01 | Cost for automation | 126100
Rated Area |  | 27708 | [14 empty] | NABERS Improvement | 0.22773 |  |  | ETA 100% coverage | Complete
Rated Hours |  | 51.5 | [14 empty] | FY32 NABERS | 5.7062 |  |  | Tenant spec. data | 75%
Electricity Consumption (MWh) |  | 1710.342 | [14 empty] | FY33 NABERS^ | 5.7062 | * Where projects deliver both Efficiency and Electrification benefits, Total Costs are split evenly between categories
Gas Consumption (GJ) |  | 930.447 | [14 empty] | Total Electricity Reduction | -20.76% | ^ includes projects implemented in FY32
NABERS Benchmark Factor |  | 54 | -16.63% | [13 empty] | Total Gas Reduction | -63.41%
| Current NABERS Energy Rating: | 5.4481
Identified Projects | [5 empty] | 2024-06-30 | 2025-06-30 | 2026-06-30 | 2027-06-30 | 2028-06-30 | 2029-06-30 | 2030-06-30 | 2031-06-30 | 2032-06-30 | 2033-06-30 | 2034-06-30 | Project Classifications
Job Number | Job Description | Predicted Reduction (MWh) | Predicted Reduction (MJ) | Estimated completion date | Total Expected Cost ($) | CURRENT | FY25 | FY26 | FY27 | FY28 | FY29 | FY30 | FY31 | FY32 | FY33 | FY34 | Efficiency | Electrification | Tenant Metering | NABERS | Est IRR | Opex | Life-cycle
|  | 0 | 0 |  |  | 0 | 0 | 0 | 0 | 0 | 0 | 0 | 0 | 0 | 0 | 0
IO-45584 | Metering rehash for gym, retail area splits, and office floor rectifications | -80 |  | 2024-03-31 | 126100 | 126100 | 0 | 0 | 0 | 0 | 0 | 0 | 0 | 0 | 0 | 0 |  |  | Yes | 0.044346 | 14.42%
MRI_P2047_COOLING TOWER FAN MOTOR REPLACEMENT | Cooling tower replacement |  |  | 2025-03-31 |  | 0 | 0 | 0 | 0 | 0 | 0 | 0 | 0 | 0 | 0 | 0 | [6 empty] | Yes
MRI_P2047_BMCS UPDATE PROJECT | Replace BMS inc controllers & Backbone | -200 |  | 2027-03-31 | 1491000 | 0 | 0 | 0 | 1491000 | 0 | 0 | 0 | 0 | 0 | 0 | 0 | Yes |  |  | 0.11086 | 3.048% |  | Yes
MRI_P2047_BMCS UPDATE PROJECT | New Fibre-optic Backbone | 0 |  | 2026-03-31 |  | 0 | 0 | 0 | 0 | 0 | 0 | 0 | 0 | 0 | 0 | 0
MRI_P2047_CENTRE CHILLER OVERHAUL INCLUDING CONDENSOR REFURB | Chiller overhaul - life cycle support | 0 |  | 2029-03-31 |  | 0 | 0 | 0 | 0 | 0 | 0 | 0 | 0 | 0 | 0 | 0 | [6 empty] | Yes
MRI_P2047_NEW HEAT PUMP CHILLER | Add 4-pipe air cooled heat recovery chillers or split heat pump connected to office loops only | -40 | -450 | 2031-03-31 | 2316000 | 0 | 0 | 0 | 0 | 0 | 0 | 0 | 2316000 | 0 | 0 | 0 | Yes | Yes |  | 0.045774 | 0.9078% |  |  | Electrification: Projects do not remove HHW.
MRI_P2047_DOMESTIC GAS WATER SYSTEM REPLACE WITH UNITARY EL. UNITS | DOMESTIC GAS WATER SYSTEM REPLACE WITH UNITARY EL. UNITS | 20 | -140 | 2030-03-31 | 2300000 | 0 | 0 | 0 | 0 | 0 | 0 | 2300000 | 0 | 0 | 0 | 0 |  | Yes |  | -0.0037438 | -0.03614% |  | Yes | Could commence FY25 and done over next 10 years
MRI_P2047_OUTSIDE AIR DAMPERS | Replace O/A dampers | -30 |  | 2032-03-31 | 78000 | 0 | 0 | 0 | 0 | 0 | 0 | 0 | 0 | 78000 | 0 | 0 | Yes |  |  | 0.01663 | 8.739% |  | Yes
MRI_P2047_REPLACE FAN COIL UNITS AND PAC UNITS BACK OF HOUSE | Replace FCUs and PACs BOH (11 units) | -25 |  | 2028-03-31 | 180000 | 0 | 0 | 0 | 0 | 180000 | 0 | 0 | 0 | 0 | 0 | 0 | Yes |  |  | 0.013858 | 3.156% |  | Yes
|  | -355 | -590 |  | 6491100 | 126100 | 0 | 0 | 1491000 | 180000 | 0 | 2300000 | 2316000 | 78000 | 0 | 0 | 2907000 | 3458000 | 126100 | 0.22773 | 1.484% | 0 | 4049000
[18 empty] | #NAME? |  |  |  |  | 62.38%
[17 empty] | MWh saved in FY13 | 266.25
[17 empty] | Current Rating: | 5.5085
[17 empty] | Expected Rating at 31/3/2024: | 5.4481
[17 empty] | Expected Rating at 31/3/2025: | 5.5007
[17 empty] | Expected Rating at 31/3/2026: | 5.5007 | [7 empty] | 5.7062 | 0 | 0 | 0 | 0
[17 empty] | Expected Rating at 31/3/2027: | 5.5007
[17 empty] | Expected Rating at 31/3/2028: | 5.6323
[17 empty] | Expected Rating at 31/3/2029: | 5.6487
[17 empty] | Expected Rating at 31/3/2030: | 5.6487
[17 empty] | Expected Rating at 31/3/2031: | 5.6414
[17 empty] | Expected Rating at 31/3/2032: | 5.6865
[17 empty] | Expected Rating at 31/3/2033: | 5.7062
[38 empty] | Stars | NSW (2000) | VIC (3000) | QLD (4000) | SA (5000) | WA (6000) |  | Stars | NSW (2000) | VIC (3000) | QLD (4000) | SA (5000) | WA (6000) | Stars | Intensity | Unit | base + diff |  | Base | Whole Building
[38 empty] | 6 | 34.795 | 42.145 | 35.585 | 20.915 | 26.98 |  | 6 | 64.76 | 69.5 | 59.815 | 33.69 | 44.87 | 6 | 34.795 | kg/m2 |  |  | 34.795 | 64.76
[25 empty] | PLEASE DO NOT CHANGE ANYTHING IN THE CELLS IN THIS SECTION OF THE CALCULATOR | [12 empty] | 5.5 | 52.1925 | 63.2175 | 53.3775 | 31.3725 | 40.47 |  | 5.5 | 97.14 | 104.25 | 89.7225 | 50.535 | 67.305 | 5.5 | 52.1925 | kg/m2 |  |  | 52.1925 | 97.14 |  |  | Elec (kg/MWh) | Gas (kG/GJ)
[37 empty] | Base Building | 5 | 69.59 | 84.29 | 71.17 | 41.83 | 53.96 | Whole Building | 5 | 129.52 | 139 | 119.63 | 67.38 | 89.74 | 5 | 69.59 | kg/m2 | 69.59 |  | 69.59 | 129.52 |  | ACT | 810 | 51.33 | 2000 |  |  |  |  | Economy Cycle | Identified only | All |  | NLA: | 27708 | m2 | Emissions/m2 | 51.7229
[19 empty] | 152 | Cost/MWh | [17 empty] | 4.5 | 84.92 | 101.75 | 80.29 | 51.46 | 62.39 |  | 4.5 | 158.69 | 166.57 | 142.47 | 84.06 | 105.77 | 4.5 | 84.92 | kg/m2 | 15.33 |  | 84.92 | 158.69 |  | NSW | 810 | 51.33 | 2000 |  | 32.7649 | El - converter | 52.2004 | BMS | Business case written | Summer |  | Current ABGR rating (w'out GP): | 5.5672 | stars | t.CO2 | 1433136.8645
[38 empty] | 4 | 100.25 | 120.31 | 89.42 | 61.1 | 70.83 |  | 4 | 187.86 | 194.15 | 165.3 | 100.73 | 121.79 | 4 | 100.25 | kg/m2 | 15.33 |  | 100.25 | 187.86 |  | QLD | 810 | 51.33 | 3000 |  | 517.0382 | Gas - converter | 1.7996 | HVAC | Approved to implement | Winter |  | ABGR Electricity intensity: | 52.2004 | kg/m2 | Electrical emissions | 1385377.02
[38 empty] | 3.5 | 115.57 | 138.88 | 98.54 | 70.74 | 79.26 |  | 3.5 | 217.04 | 221.73 | 188.13 | 117.41 | 137.82 | 3.5 | 115.57 | kg/m2 | 15.32 |  | 115.57 | 217.04 |  | SA | 770 | 51.33 | 4000 |  |  |  |  | Chillers | Rejected, do not persue | Shoulder |  | Current NABERS Water rating: |  | stars | Gas emissions | 47759.8445
[38 empty] | 3 | 130.9 | 157.45 | 107.66 | 80.38 | 87.69 |  | 3 | 246.21 | 249.31 | 210.96 | 134.09 | 153.85 | 3 | 130.9 | kg/m2 | 15.33 |  | 130.9 | 246.21 |  | VIC | 980 | 51.33 | 5000 |  | 0.152 |  |  | VSDs | Rejected but reconsider |  |  | Energy performance tracking | Consumption | Unit |  | 50.2164
[38 empty] | 2.5 | 146.23 | 176.01 | 116.79 | 90.02 | 96.12 |  | 2.5 | 275.38 | 276.89 | 233.79 | 150.77 | 169.87 | 2.5 | 146.23 | kg/m2 | 15.33 |  | 146.23 | 275.38 |  | WA | 680 | 51.33 | 6000 |  |  |  |  | Lighting replacement and controls | Complete |  |  | Current Electricity Consumption: | 1710.342 | MWh |  |  | 5.5085
[21 empty] | Average Electricity Price ($/kWh): | 0.152 | [15 empty] | 2 | 161.56 | 194.58 | 125.91 | 99.65 | 104.55 |  | 2 | 304.55 | 304.47 | 256.62 | 167.44 | 185.9 | 2 | 161.56 | kg/m2 | 15.33 |  | 161.56 | 304.55 | [9 empty] | Condensor water loop |  |  |  | Current Gas Consumption | 930.447 | GJ |  | 47759.8445
[38 empty] | 1.5 | 176.89 | 213.15 | 135.04 | 109.29 | 112.98 |  | 1.5 | 333.72 | 332.05 | 279.45 | 184.12 | 201.92 | 1.5 | 176.89 | kg/m2 | 15.33 |  | 176.89 | 333.72 | [9 empty] | CO/CO2 sensors |  |  |  | ABGR Gas Intensity | 1.7996
[21 empty] | Rating benefit calulator | [16 empty] | 1 | 192.21 | 231.71 | 144.16 | 118.93 | 121.42 |  | 1 | 362.89 | 359.62 | 302.28 | 200.8 | 217.95 | 1 | 192.21 | kg/m2 | 15.32 |  | 192.21 | 362.89 | [9 empty] | Submetering |  |  |  |  | 54
[39 empty] | NSW | VIC | QLD | SA | WA |  |  | NSW | VIC | QLD | SA | WA | [16 empty] | Cooling Tower
[6 empty] | 2024-06-30 | 2025-06-30 | 2026-06-30 | 2027-06-30 | 2028-06-30 | 2029-06-30 | 2030-06-30 | 2031-06-30 | 2032-06-30 | 2033-06-30 | 2034-06-30 | [5 empty] | Savings | Payback | + stars | kg/m2 | 2024-03-31 | 2025-03-31 | 2026-03-31 | 2027-03-31 | 2028-03-31 | 2029-03-31 | 2030-03-31 | 2031-03-31 | 2032-03-31 | 2033-03-31 | 2034-03-31 | full year saving for business case |  | capex | opex | [14 empty] | 84.92 | Stars | 69.59 | 15.33 | 15.33 | 15.32 | 15.33 | 15.33 | 15.33 | 15.33 | 15.32 |  |  |  |  | Lift | [7 empty] | Base | Whole Building
[6 empty] | 0 | 0 | 0 | 0 | 0 | 0 | 0 | 0 | 0 | 0 | 0 | [5 empty] | 0 | #DIV/0! | 0 | 0 | 0 | 0 | 0 | 0 | 0 | 0 | 0 | 0 | 0 | 0 | 0 | 0 | 0 | 0 | 0 | [14 empty] | 84.92 | Current | 54 | [12 empty] | Hot Water
[6 empty] | -80 | -80 | -80 | -80 | -80 | -80 | -80 | -80 | -80 | -80 | -80 | [5 empty] | 0 | #DIV/0! | 0 | 0 | 0 | 0 | 0 | 0 | 0 | 0 | 0 | 0 | 0 | 0 | 0 | 0 | 0 | 0 | 0 | [14 empty] | 84.92 | 2025-03-31 | 52.1688 | [12 empty] | Renewables | [6 empty] | Stars | NSW | NSW | Stars | (to invert)
[6 empty] | 0 | 0 | 0 | 0 | 0 | 0 | 0 | 0 | 0 | 0 | 0 | [5 empty] | -12160 | 10.3701 | -0.15927 | -2.4416 | 0 | -2.4416 | -2.4416 | -2.4416 | -2.4416 | -2.4416 | -2.4416 | -2.4416 | -2.4416 | -2.4416 | -2.4416 | -80 | 0 | 126100 | 0 | [14 empty] | 84.92 | 2026-03-31 | 52.1688 | [12 empty] | Other | [6 empty] | 1 | 192.21 | 362.89 | 5 | 69.59 | 129.52
[6 empty] | 0 | 0 | 0 | 0 | -200 | -200 | -200 | -200 | -200 | -200 | -200 | [5 empty] | 0 | #DIV/0! | 0 | 0 | 0 | 0 | 0 | 0 | 0 | 0 | 0 | 0 | 0 | 0 | 0 | 0 | 0 | 0 | 0 | [14 empty] | 84.92 | 2027-03-31 | 52.1688 | [19 empty] | 1.5 | 176.89 | 333.72 | 4.5 | 84.92 | 158.69
[6 empty] | 0 | 0 | 0 | 0 | 0 | 0 | 0 | 0 | 0 | 0 | 0 | [5 empty] | -30400 | 49.0461 | -0.39818 | -6.1041 | 0 | 0 | 0 | 0 | -6.1041 | -6.1041 | -6.1041 | -6.1041 | -6.1041 | -6.1041 | -6.1041 | -200 | 0 | 1491000 | 0 | [14 empty] | 84.92 | 2028-03-30 | 47.5907 | [19 empty] | 2 | 161.56 | 304.55 | 4 | 100.25 | 187.86
[6 empty] | 0 | 0 | 0 | 0 | 0 | 0 | 0 | 0 | 0 | 0 | 0 | [5 empty] | 0 | #DIV/0! | 0 | 0 | 0 | 0 | 0 | 0 | 0 | 0 | 0 | 0 | 0 | 0 | 0 | 0 | 0 | 0 | 0 | [14 empty] | 84.92 | 2029-03-30 | 47.0184 | [19 empty] | 2.5 | 146.23 | 275.38 | 3.5 | 115.57 | 217.04
[6 empty] | 0 | 0 | 0 | 0 | 0 | 0 | 0 | 0 | -40 | -40 | -40 | [5 empty] | 0 | #DIV/0! | 0 | 0 | 0 | 0 | 0 | 0 | 0 | 0 | 0 | 0 | 0 | 0 | 0 | 0 | 0 | 0 | 0 | [14 empty] | 84.92 | 2030-03-30 | 47.0184 | [19 empty] | 3 | 130.9 | 246.21 | 3 | 130.9 | 246.21
[6 empty] | 0 | 0 | 0 | 0 | 0 | 0 | 0 | 20 | 20 | 20 | 20 | [5 empty] | -6080 | 380.9211 | -0.13641 | -2.0912 | 0 | 0 | 0 | 0 | 0 | 0 | 0 | 0 | -2.0912 | -2.0912 | -2.0912 | -40 | -450 | 2316000 | 0 | [14 empty] | 84.92 | 2031-03-30 | 47.2732 | [19 empty] | 3.5 | 115.57 | 217.04 | 2.5 | 146.23 | 275.38
[6 empty] | 0 | 0 | 0 | 0 | 0 | 0 | 0 | 0 | -30 | -30 | -30 | [5 empty] | 3040 | -756.5789 | 0.022155 | 0.33964 | 0 | 0 | 0 | 0 | 0 | 0 | 0 | 0.33964 | 0.33964 | 0.33964 | 0.33964 | 20 | -140 | 2300000 | 0 | [14 empty] | 84.92 | 2032-03-29 | 45.7048 | [19 empty] | 4 | 100.25 | 187.86 | 2 | 161.56 | 304.55
[6 empty] | 0 | 0 | 0 | 0 | -25 | -25 | -25 | -25 | -25 | -25 | -25 | [5 empty] | -4560 | 17.1053 | -0.059727 | -0.91561 | 0 | 0 | 0 | 0 | 0 | 0 | 0 | 0 | 0 | -0.91561 | -0.91561 | -30 | 0 | 78000 | 0 | [14 empty] | 84.92 | 2033-03-29 | 45.0181 | [19 empty] | 4.5 | 84.92 | 158.69 | 1.5 | 176.89 | 333.72
[6 empty] | 0 | 0 | 0 | 0 | 0 | 0 | 0 | 0 | 0 | 0 | 0 | [5 empty] | -3800 | 47.3684 | -0.049772 | -0.76301 | 0 | 0 | 0 | 0 | 0 | -0.76301 | -0.76301 | -0.76301 | -0.76301 | -0.76301 | -0.76301 | -25 | 0 | 180000 | 0 | [36 empty] | 5 | 69.59 | 129.52 | 1 | 192.21 | 362.89
[6 empty] | 0 | 0 | 0 | 0 | 0 | 0 | 0 | 0 | 0 | 0 | 0 | [5 empty] | 0 | #DIV/0! | 0 | 0 | 0 | 0 | 0 | 0 | 0 | 0 | 0 | 0 | 0 | 0 | 0 | 0 | 0 | 0 | 0
[6 empty] | 0 | 0 | 0 | 0 | 0 | 0 | 0 | 0 | 0 | 0 | 0 | [5 empty] | 0 | #DIV/0! | 0 | 0 | 0 | 0 | 0 | 0 | 0 | 0 | 0 | 0 | 0 | 0 | 0 | 0 | 0 | 0 | 0
[6 empty] | 0 | 0 | 0 | 0 | 0 | 0 | 0 | 0 | 0 | 0 | 0 | [5 empty] | 0 | #DIV/0! | 0 | 0 | 0 | 0 | 0 | 0 | 0 | 0 | 0 | 0 | 0 | 0 | 0 | 0 | 0 | 0 | 0
[6 empty] | 0 | 0 | 0 | 0 | 0 | 0 | 0 | 0 | 0 | 0 | 0 | [5 empty] | 0 | #DIV/0! | 0 | 0 | 0 | 0 | 0 | 0 | 0 | 0 | 0 | 0 | 0 | 0 | 0 | 0 | 0 | 0 | 0
[6 empty] | 0 | 0 | 0 | 0 | 0 | 0 | 0 | 0 | 0 | 0 | 0 | [5 empty] | 0 | #DIV/0! | 0 | 0 | 0 | 0 | 0 | 0 | 0 | 0 | 0 | 0 | 0 | 0 | 0 | 0 | 0 | 0 | 0
[6 empty] | 0 | 0 | 0 | 0 | 0 | 0 | 0 | 0 | 0 | 0 | 0 | [5 empty] | 0 | #DIV/0! | 0 | 0 | 0 | 0 | 0 | 0 | 0 | 0 | 0 | 0 | 0 | 0 | 0 | 0 | 0 | 0 | 0
[6 empty] | 0 | 0 | 0 | 0 | 0 | 0 | 0 | 0 | 0 | 0 | 0 | [5 empty] | 0 | #DIV/0! | 0 | 0 | 0 | 0 | 0 | 0 | 0 | 0 | 0 | 0 | 0 | 0 | 0 | 0 | 0 | 0 | 0
[6 empty] | 0 | 0 | 0 | 0 | 0 | 0 | 0 | 0 | 0 | 0 | 0 | [5 empty] | 0 | #DIV/0! | 0 | 0 | 0 | 0 | 0 | 0 | 0 | 0 | 0 | 0 | 0 | 0 | 0 | 0 | 0 | 0 | 0
[6 empty] | 0 | 0 | 0 | 0 | 0 | 0 | 0 | 0 | 0 | 0 | 0 | [5 empty] | 0 | #DIV/0! | 0 | 0 | 0 | 0 | 0 | 0 | 0 | 0 | 0 | 0 | 0 | 0 | 0 | 0 | 0 | 0 | 0
[6 empty] | 0 | 0 | 0 | 0 | 0 | 0 | 0 | 0 | 0 | 0 | 0 | [5 empty] | 0 | #DIV/0! | 0 | 0 | 0 | 0 | 0 | 0 | 0 | 0 | 0 | 0 | 0 | 0 | 0 | 0 | 0 | 0 | 0
[6 empty] | 0 | 0 | 0 | 0 | 0 | 0 | 0 | 0 | 0 | 0 | 0 | [5 empty] | 0 | #DIV/0! | 0 | 0 | 0 | 0 | 0 | 0 | 0 | 0 | 0 | 0 | 0 | 0 | 0 | 0 | 0 | 0 | 0
[6 empty] | 0 | 0 | 0 | 0 | 0 | 0 | 0 | 0 | 0 | 0 | 0 | [5 empty] | 0 | #DIV/0! | 0 | 0 | 0 | 0 | 0 | 0 | 0 | 0 | 0 | 0 | 0 | 0 | 0 | 0 | 0 | 0 | 0
[6 empty] | 0 | 0 | 0 | 0 | 0 | 0 | 0 | 0 | 0 | 0 | 0 | [5 empty] | 0 | #DIV/0! | 0 | 0 | 0 | 0 | 0 | 0 | 0 | 0 | 0 | 0 | 0 | 0 | 0 | 0 | 0 | 0 | 0
[6 empty] | 0 | 0 | 0 | 0 | 0 | 0 | 0 | 0 | 0 | 0 | 0 | [5 empty] | 0 | #DIV/0! | 0 | 0 | 0 | 0 | 0 | 0 | 0 | 0 | 0 | 0 | 0 | 0 | 0 | 0 | 0 | 0 | 0
[6 empty] | 0 | 0 | 0 | 0 | 0 | 0 | 0 | 0 | 0 | 0 | 0 | [5 empty] | 0 | #DIV/0! | 0 | 0 | 0 | 0 | 0 | 0 | 0 | 0 | 0 | 0 | 0 | 0 | 0 | 0 | 0 | 0 | 0
[6 empty] | 0 | 0 | 0 | 0 | 0 | 0 | 0 | 0 | 0 | 0 | 0 | [5 empty] | 0 | #DIV/0! | 0 | 0 | 0 | 0 | 0 | 0 | 0 | 0 | 0 | 0 | 0 | 0 | 0 | 0 | 0 | 0 | 0
[6 empty] | 0 | 0 | 0 | 0 | 0 | 0 | 0 | 0 | 0 | 0 | 0 | [5 empty] | 0 | #DIV/0! | 0 | 0 | 0 | 0 | 0 | 0 | 0 | 0 | 0 | 0 | 0 | 0 | 0 | 0 | 0 | 0 | 0
[6 empty] | 0 | 0 | 0 | 0 | 0 | 0 | 0 | 0 | 0 | 0 | 0 | [5 empty] | 0 | #DIV/0! | 0 | 0 | 0 | 0 | 0 | 0 | 0 | 0 | 0 | 0 | 0 | 0 | 0 | 0 | 0 | 0 | 0
[6 empty] | 0 | 0 | 0 | 0 | 0 | 0 | 0 | 0 | 0 | 0 | 0 | [5 empty] | 0 | #DIV/0! | 0 | 0 | 0 | 0 | 0 | 0 | 0 | 0 | 0 | 0 | 0 | 0 | 0 | 0 | 0 | 0 | 0
[6 empty] | 0 | 0 | 0 | 0 | 0 | 0 | 0 | 0 | 0 | 0 | 0 | [5 empty] | 0 | #DIV/0! | 0 | 0 | 0 | 0 | 0 | 0 | 0 | 0 | 0 | 0 | 0 | 0 | 0 | 0 | 0 | 0 | 0
[6 empty] | 0 | 0 | 0 | 0 | 0 | 0 | 0 | 0 | 0 | 0 | 0 | [5 empty] | 0 | #DIV/0! | 0 | 0 | 0 | 0 | 0 | 0 | 0 | 0 | 0 | 0 | 0 | 0 | 0 | 0 | 0 | 0 | 0
[6 empty] | 0 | 0 | 0 | 0 | 0 | 0 | 0 | 0 | 0 | 0 | 0 | [5 empty] | 0 | #DIV/0! | 0 | 0 | 0 | 0 | 0 | 0 | 0 | 0 | 0 | 0 | 0 | 0 | 0 | 0 | 0 | 0 | 0
[6 empty] | 0 | 0 | 0 | 0 | 0 | 0 | 0 | 0 | 0 | 0 | 0 | [5 empty] | 0 | #DIV/0! | 0 | 0 | 0 | 0 | 0 | 0 | 0 | 0 | 0 | 0 | 0 | 0 | 0 | 0 | 0 | 0 | 0
[6 empty] | 0 | 0 | 0 | 0 | 0 | 0 | 0 | 0 | 0 | 0 | 0 | [5 empty] | 0 | #DIV/0! | 0 | 0 | 0 | 0 | 0 | 0 | 0 | 0 | 0 | 0 | 0 | 0 | 0 | 0 | 0 | 0 | 0
[6 empty] | 0 | 0 | 0 | 0 | 0 | 0 | 0 | 0 | 0 | 0 | 0 | [5 empty] | 0 | #DIV/0! | 0 | 0 | 0 | 0 | 0 | 0 | 0 | 0 | 0 | 0 | 0 | 0 | 0 | 0 | 0 | 0 | 0
[6 empty] | 0 | 0 | 0 | 0 | 0 | 0 | 0 | 0 | 0 | 0 | 0 | [5 empty] | 0 | #DIV/0! | 0 | 0 | 0 | 0 | 0 | 0 | 0 | 0 | 0 | 0 | 0 | 0 | 0 | 0 | 0 | 0 | 0
[6 empty] | 0 | 0 | 0 | 0 | 0 | 0 | 0 | 0 | 0 | 0 | 0 | [5 empty] | 0 | #DIV/0! | 0 | 0 | 0 | 0 | 0 | 0 | 0 | 0 | 0 | 0 | 0 | 0 | 0 | 0 | 0 | 0 | 0
[6 empty] | 0 | 0 | 0 | 0 | 0 | 0 | 0 | 0 | 0 | 0 | 0 | [5 empty] | 0 | #DIV/0! | 0 | 0 | 0 | 0 | 0 | 0 | 0 | 0 | 0 | 0 | 0 | 0 | 0 | 0 | 0 | 0 | 0
[6 empty] | 0 | 0 | 0 | 0 | 0 | 0 | 0 | 0 | 0 | 0 | 0 | [5 empty] | 0 | #DIV/0! | 0 | 0 | 0 | 0 | 0 | 0 | 0 | 0 | 0 | 0 | 0 | 0 | 0 | 0 | 0 | 0 | 0
[6 empty] | 0 | 0 | 0 | 0 | 0 | 0 | 0 | 0 | 0 | 0 | 0 | [5 empty] | 0 | #DIV/0! | 0 | 0 | 0 | 0 | 0 | 0 | 0 | 0 | 0 | 0 | 0 | 0 | 0 | 0 | 0 | 0 | 0
[6 empty] | 0 | 0 | 0 | 0 | 0 | 0 | 0 | 0 | 0 | 0 | 0 | [5 empty] | 0 | #DIV/0! | 0 | 0 | 0 | 0 | 0 | 0 | 0 | 0 | 0 | 0 | 0 | 0 | 0 | 0 | 0 | 0 | 0
[6 empty] | 0 | 0 | 0 | 0 | 0 | 0 | 0 | 0 | 0 | 0 | 0 | [5 empty] | 0 | #DIV/0! | 0 | 0 | 0 | 0 | 0 | 0 | 0 | 0 | 0 | 0 | 0 | 0 | 0 | 0 | 0 | 0 | 0
[22 empty] | 0 | #DIV/0! | 0 | 0 | 0 | 0 | 0 | 0 | 0 | 0 | 0 | 0 | 0 | 0 | 0 | 0 | 0 | 0 | 0
[22 empty] | 0 | #DIV/0! | 0 | 0 | 0 | 0 | 0 | 0 | 0 | 0 | 0 | 0 | 0 | 0 | 0 | 0 | 0 | 0 | 0
[24 empty] | 0 | 0 | 0 | 0 | 0 | 0 | 0 | 0 | 0 | 0 | 0 | 0 | 0 | 0 | 0 | 0 | 0
[24 empty] | 0 | 0 | 0 | 0 | 0 | 0 | 0 | 0 | 0 | 0 | 0 | 0 | 0 | 0 | 0 | 0 | 0
[5 empty] | Electricity savings | -80 | -80 | -80 | -80 | -305 | -305 | -305 | -285 | -355 | -355 | -355 | [6 empty] | #DIV/0! | TOTAL |  | 0 | -1.8312 | -1.8312 | -1.8312 | -6.4093 | -6.9816 | -6.9816 | -6.7268 | -8.2952 | -8.9819 | -8.9819 | -266.25 | -442.5 | 6491100 | 0
[24 empty] | FY Performance | 54 | 54 | 52.1688 | 52.1688 | 52.1688 | 47.5907 | 47.0184 | 47.0184 | 47.2732 | 45.7048 | 45.0181 | 45.0181
[24 empty] | Star Rating | 5.4481 | 5.4481 | 5.5007 | 5.5007 | 5.5007 | 5.6323 | 5.6487 | 5.6487 | 5.6414 | 5.6865 | 5.7062 | 5.7062
[6 empty] | 0 | 0 | 0 | 0 | 0 | 0 | 0 | 0 | 0 | 0 | 0
[6 empty] | 0 | 0 | 0 | 0 | 0 | 0 | 0 | 0 | 0 | 0 | 0
[6 empty] | 0 | 0 | 0 | 0 | 0 | 0 | 0 | 0 | 0 | 0 | 0
[6 empty] | 0 | 0 | 0 | 0 | 0 | 0 | 0 | 0 | 0 | 0 | 0
[6 empty] | 0 | 0 | 0 | 0 | 0 | 0 | 0 | 0 | 0 | 0 | 0
[6 empty] | 0 | 0 | 0 | 0 | 0 | 0 | 0 | 0 | 0 | 0 | 0 | [9 empty] | 6491100 | 0
[6 empty] | 0 | 0 | 0 | 0 | 0 | 0 | 0 | 0 | -450 | -450 | -450 | [9 empty] | 8762985 | 0
[6 empty] | 0 | 0 | 0 | 0 | 0 | 0 | 0 | -140 | -140 | -140 | -140
[6 empty] | 0 | 0 | 0 | 0 | 0 | 0 | 0 | 0 | 0 | 0 | 0
[6 empty] | 0 | 0 | 0 | 0 | 0 | 0 | 0 | 0 | 0 | 0 | 0
[6 empty] | 0 | 0 | 0 | 0 | 0 | 0 | 0 | 0 | 0 | 0 | 0
[6 empty] | 0 | 0 | 0 | 0 | 0 | 0 | 0 | 0 | 0 | 0 | 0
[6 empty] | 0 | 0 | 0 | 0 | 0 | 0 | 0 | 0 | 0 | 0 | 0
[6 empty] | 0 | 0 | 0 | 0 | 0 | 0 | 0 | 0 | 0 | 0 | 0
[6 empty] | 0 | 0 | 0 | 0 | 0 | 0 | 0 | 0 | 0 | 0 | 0
[6 empty] | 0 | 0 | 0 | 0 | 0 | 0 | 0 | 0 | 0 | 0 | 0
[6 empty] | 0 | 0 | 0 | 0 | 0 | 0 | 0 | 0 | 0 | 0 | 0
[6 empty] | 0 | 0 | 0 | 0 | 0 | 0 | 0 | 0 | 0 | 0 | 0
[6 empty] | 0 | 0 | 0 | 0 | 0 | 0 | 0 | 0 | 0 | 0 | 0
[6 empty] | 0 | 0 | 0 | 0 | 0 | 0 | 0 | 0 | 0 | 0 | 0
[6 empty] | 0 | 0 | 0 | 0 | 0 | 0 | 0 | 0 | 0 | 0 | 0
[6 empty] | 0 | 0 | 0 | 0 | 0 | 0 | 0 | 0 | 0 | 0 | 0
[6 empty] | 0 | 0 | 0 | 0 | 0 | 0 | 0 | 0 | 0 | 0 | 0
[6 empty] | 0 | 0 | 0 | 0 | 0 | 0 | 0 | 0 | 0 | 0 | 0
[6 empty] | 0 | 0 | 0 | 0 | 0 | 0 | 0 | 0 | 0 | 0 | 0
[6 empty] | 0 | 0 | 0 | 0 | 0 | 0 | 0 | 0 | 0 | 0 | 0
[6 empty] | 0 | 0 | 0 | 0 | 0 | 0 | 0 | 0 | 0 | 0 | 0
[6 empty] | 0 | 0 | 0 | 0 | 0 | 0 | 0 | 0 | 0 | 0 | 0
[6 empty] | 0 | 0 | 0 | 0 | 0 | 0 | 0 | 0 | 0 | 0 | 0
[6 empty] | 0 | 0 | 0 | 0 | 0 | 0 | 0 | 0 | 0 | 0 | 0
[6 empty] | 0 | 0 | 0 | 0 | 0 | 0 | 0 | 0 | 0 | 0 | 0
[6 empty] | 0 | 0 | 0 | 0 | 0 | 0 | 0 | 0 | 0 | 0 | 0
[6 empty] | 0 | 0 | 0 | 0 | 0 | 0 | 0 | 0 | 0 | 0 | 0
[6 empty] | 0 | 0 | 0 | 0 | 0 | 0 | 0 | 0 | 0 | 0 | 0
[6 empty] | 0 | 0 | 0 | 0 | 0 | 0 | 0 | 0 | 0 | 0 | 0
[6 empty] | 0 | 0 | 0 | 0 | 0 | 0 | 0 | 0 | 0 | 0 | 0
[6 empty] | 0 | 0 | 0 | 0 | 0 | 0 | 0 | 0 | 0 | 0 | 0
[6 empty] | 0 | 0 | 0 | 0 | 0 | 0 | 0 | 0 | 0 | 0 | 0
[6 empty] | 0 | 0 | 0 | 0 | 0 | 0 | 0 | 0 | 0 | 0 | 0
[6 empty] | 0 | 0 | 0 | 0 | 0 | 0 | 0 | 0 | 0 | 0 | 0
[6 empty] | 0 | 0 | 0 | 0 | 0 | 0 | 0 | 0 | 0 | 0 | 0
[6 empty] | 0 | 0 | 0 | 0 | 0 | 0 | 0 | 0 | 0 | 0 | 0
[6 empty] | 0 | 0 | 0 | 0 | 0 | 0 | 0 | 0 | 0 | 0 | 0
[6 empty] | 0 | 0 | 0 | 0 | 0 | 0 | 0 | 0 | 0 | 0 | 0
[6 empty] | 0 | 0 | 0 | 0 | 0 | 0 | 0 | 0 | 0 | 0 | 0
[6 empty] | 0 | 0 | 0 | 0 | 0 | 0 | 0 | 0 | 0 | 0 | 0
[5 empty] | Gas Savings | 0 | 0 | 0 | 0 | 0 | 0 | 0 | -140 | -590 | -590 | -590
[5 empty] | Current | 2024-06-30 | 2025-06-30 | 2026-06-30 | 2027-06-30 | 2028-06-30 | 2029-06-30 | 2030-06-30 | 2031-06-30 | 2032-06-30 | 2033-06-30 | 2034-06-30 | 2035-06-30
|  |  |  | NABERS | 5.4481 | 5.4481 | 5.5007 | 5.5007 | 5.5007 | 5.6323 | 5.6487 | 5.6487 | 5.6414 | 5.6865 | 5.7062 | 5.7062
Formulas:
Base = [Base, row above]+365

## 567C-NR
Energy and Carbon Roadmap
567 Collins Street
Asset Qualifier
Energy Consumption
Scope | Emission Source | SOURCE | UNIT COST | Units | BASE | CURRENT | FY25 | FY26 | FY27 | FY28 | FY29 | FY30 | FY31 | FY32 | FY33 | Reduction
VIC2 | Electricity Consumption | Black | 0.30588 | MWh | 1278.2635 | 1192.1635 | 1192.1635 | 1132.4635 | 1119.4635 | 998.2635 | 998.2635 | 1185.2635 | 1185.2635 | 1185.2635 | 1185.2635 | -7.275%
VIC2 | Annual Electricity Savings |  |  | MWh | 0 | -86.1 | -86.1 | -145.8 | -158.8 | -280 | -280 | -93 | -93 | -93 | -93 | -1408.8
Scope 1 | Gas Consumption |  | 30.5902 | GJ | 5473.325 | 5264.5768 | 5264.5768 | 5264.5768 | 5264.5768 | 4742.5703 | 4499.008 | 552.008 | 552.008 | 552.008 | 552.008 | -89.91%
Scope 1 | Annual Gas Savings |  |  | GJ | 0 | -208.7482 | -208.7482 | -208.7482 | -208.7482 | -730.7547 | -974.317 | -4921.317 | -4921.317 | -4921.317 | -4921.317 | -22225.3324
Emissions profile
Scope | Emission Source |  |  | Units | BASE | CURRENT | FY25 | FY26 | FY27 | FY28 | FY29 | FY30 | FY31 | FY32 | FY33 | Reduction
VIC2 | Electricity - Renewable |  |  | t.CO2-e | 1176.0024 | 526.3402 | 0 | 0 | 0 | 0 | 0 | 0 | 0 | 0 | 0 | 100%
Scope 1 | Gas |  |  | t.CO2-e | 282.0404 | 0 | 0 | 0 | 0 | 0 | 0 | 0 | 0 | 0 | 0 | 100%
Scope 3 | Water, waste and Utility scope 3 |  |  | t.CO2-e | 106.3146 | 0 | 0 | 0 | 0 | 0 | 0 | 0 | 0 | 0 | 0 | 100%
|  |  |  | t.CO2-e | 1564.3575 | 526.3402 | 0 | 0 | 0 | 0 | 0 | 0 | 0 | 0 | 0 | 100%
|  |  |  | kg.CO2-e/m2 | 28.4165 | 9.561 | 0 | 0 | 0 | 0 | 0 | 0 | 0 | 0 | 0
Net Zero Contribution
Scope | Emission Source |  |  | Units | BASE | CURRENT | FY25 | FY26 | FY27 | FY28 | FY29 | FY30 | FY31 | FY32 | FY33 | Reduction
Capital | Energy Efficiency |  |  | t.CO2-e | 0 | 76.0263 | 66.4692 | 106.8714 | 113.2244 | 195.72 | 184.24 | 54.591 | 47.988 | 42.873 | 40.734 | 928.7373
VIC2 | Renewable Electricity |  |  | t.CO2-e | 0 | 526.3402 | 920.3502 | 830.0957 | 798.1775 | 697.7862 | 656.8574 | 695.7497 | 611.596 | 546.4065 | 519.1454 | 6802.5047
Scope 1 | Gas Offsets |  |  | t.CO2-e | 0 | 271.2836 | 271.2836 | 271.2836 | 271.2836 | 244.3846 | 231.8339 | 28.445 | 28.445 | 28.445 | 28.445 | 1675.133
Scope 1 | Electrification |  |  | t.CO2-e | 0 | 10.7568 | 10.7568 | 10.7568 | 10.7568 | 37.6558 | 50.2066 | 253.5955 | 253.5955 | 253.5955 | 253.5955 | 1145.2714
Scope 3 | Scope 3 Offsets |  |  | t.CO2-e | 0 | 99.5657 | 92.8167 | 86.0678 | 79.3189 | 72.5699 | 65.821 | 59.072 | 52.3231 | 45.5741 | 45.5741 | 698.7033
Scope 3 | Scope 3 |  |  | t.CO2-e | 106.3146 | 0 | 0 | 0 | 0 | 0 | 0 | 0 | 0 | 0 | 0 | 0
Scope 1 | Gas |  |  | t.CO2-e | 282.0404 | 0 | 0 | 0 | 0 | 0 | 0 | 0 | 0 | 0 | 0 | 0
VIC2 | Grid Electricity |  |  | t.CO2-e | 1176.0024 | 526.3402 | 0 | 0 | 0 | 0 | 0 | 0 | 0 | 0 | 0 | 526.3402
|  |  |  | t.CO2-e | 0 | 983.9726 | 1361.6766 | 1305.0754 | 1272.7612 | 1248.1165 | 1188.9588 | 1091.4531 | 993.9475 | 916.894 | 887.494 | 11250.3497
Energy and Carbon Costs |  | NSW2
Scope | Emission Source |  |  |  | BASE | CURRENT | FY25 | FY26 | FY27 | FY28 | FY29 | FY30 | FY31 | FY32 | FY33 | TOTAL
BASELINE - Do nothing scenario
NSW2 | Electricity Consumption costs - do nothing scenario |  |  |  | 439770.22 | 508301.0523 | 526091.5892 | 544504.7948 | 563562.4626 | 583287.1488 | 603702.199 | 624831.776 | 749798.1311 | 776041.0657 | 803202.503 | 6283322.7225
Scope 1 | Gas Consumption costs- do nothing scenario |  |  |  | 162815.5 | 172452.893 | 177626.4798 | 182955.2742 | 188443.9324 | 194097.2504 | 199920.1679 | 205917.7729 | 212095.3061 | 218458.1653 | 225011.9103 | 1976979.1523
Scope 1 | Gas Offset Costs - ACCUs (Climate Active) | [5 empty] | 16277.0185 | 16277.0185 | 16277.0185 | 16277.0185 | 16277.0185 | 16277.0185 | 16277.0185 | 16277.0185 | 16277.0185 | 146493.1666
Scope 3 | Scope 3 offsets (from FY24) | [5 empty] | 5569.0049 | 5164.0682 | 4759.1314 | 4354.1947 | 3949.258 | 3544.3212 | 3139.3845 | 2734.4478 | 2734.4478 | 35948.2585
TOTAL COSTS |  |  |  | Total Cost | 602585.72 | 680753.9453 | 725564.0924 | 748901.1557 | 773042.545 | 798015.6124 | 823848.6434 | 850570.8887 | 981309.8403 | 1013510.6973 | 1047225.8796 | 8442743.3
|  |  |  | Cost/m2 | 10.946 | 12.3659 | 13.1799 | 13.6038 | 14.0423 | 14.4959 | 14.9652 | 15.4506 | 17.8255 | 18.4104 | 19.0228
ENERGY AND CARBON ROADMAP - Implement NABERS Roadmap projects scenario
VIC2 | Electricity Consumption Costs |  |  |  | 439770.22 | 474063.4162 | 490655.6357 | 482398.0389 | 493550.5135 | 455519.7505 | 471462.9418 | 579372.1699 | 695246.6039 | 719580.235 | 744765.5432 | 5606614.8487
Scope 1 | Gas Consumption costs |  |  |  | 162815.5 | 165875.6784 | 170851.9488 | 175977.5073 | 181256.8325 | 168182.9325 | 164331.9992 | 20767.6802 | 21390.7106 | 22032.4319 | 22693.4049 | 1113361.1263
Scope 1 | Gas Offset Costs - ACCUs (Climate Active) | [5 empty] | 16277.0185 | 16277.0185 | 16277.0185 | 14663.0788 | 13910.033 | 1706.6984 | 1706.6984 | 1706.6984 | 1706.6984 | 84230.961
Scope 3 | Scope 3 offsets (from FY24) - ACCUs | [5 empty] | 5569.0049 | 5164.0682 | 4759.1314 | 4354.1947 | 3949.258 | 3544.3212 | 3139.3845 | 2734.4478 | 2734.4478 | 35948.2585
TOTAL COSTS |  |  |  | Total Cost | 602585.72 | 639939.0946 | 683353.608 | 679816.6329 | 695843.496 | 642719.9565 | 653654.232 | 605390.8697 | 721483.3974 | 746053.8131 | 771900.0943 | 6840155.1945
|  |  |  | Cost/m2 | 10.946 | 11.6245 | 12.4131 | 12.3489 | 12.64 | 11.675 | 11.8736 | 10.9969 | 13.1057 | 13.552 | 14.0215 | 124.2512
TOTAL SAVINGS |  |  |  | Savings | 0 | -40814.8507 | -42210.4844 | -69084.5228 | -77199.049 | -155295.6559 | -170194.4113 | -245180.0189 | -259826.4429 | -267456.8842 | -275325.7853 | -1602588.1055
|  |  |  | Cost/m2 | 0 | -0.7414 | -0.76675 | -1.2549 | -1.4023 | -2.8209 | -3.0916 | -4.4537 | -4.7197 | -4.8583 | -5.0013 | -29.111
INITATIVE COSTS - NABERS Roadmap (CAPEX or OPEX)
| All Identified Projects |  |  | TOTAL COSTS ($) |  | 9500 | 5000 | 5000 | 127700 | 10000 | 4500000 | 0 | 0 | 0 | 0 | 4657200
|  |  |  | TOTAL SAVINGS ($) | 0 | -40814.8507 | -42210.4844 | -69084.5228 | -77199.049 | -155295.6559 | -170194.4113 | -245180.0189 | -259826.4429 | -267456.8842 | -275325.7853 | -1602588.1055
|  |  |  | TOTAL SAVINGS ($/m2 p.a.) | 0 | 0.7414 | 0.76675 | 1.2549 | 1.4023 | 2.8209 | 3.0916 | 4.4537 | 4.7197 | 4.8583 | 5.0013
NABERS Roadmap | [16 empty] | Notes and Summary Outcomes |  |  |  | ^ includes projects implemented in FY32
Current rating information |  | p3008 |  | Weighted Average | BASE | CURRENT | FY25 | FY26 | FY27 | FY28 | FY29 | FY30 | FY31 | FY32 | FY33 | TOTAL | ENERGY EFFICIENCY PLAN |  | ELECTRIFICATION PLAN |  | TENANT METERING
Last rating date |  | 2023-03-31 |  | 567 Collins Street | 5.714 | 5.7618 | 5.7937 | 5.8428 | 5.8534 | 5.9377 | 5.986 | 6.0022 | 6.0022 | 6.0022 | 6.0022 | 0.28825 | Status | Complete | Status | Complete | Status | Complete
State |  | VIC |  | ICPF | 5.294 | 5.2979 | 5.3084 | 5.3897 | 5.3956 | 5.4347 | 5.4495 | 5.4516 | 5.4802 | 5.5092 | 5.5586 | 0.26458 | Total Cost | 2722700 | Total Cost | 2290000 | Collection process | Automatic
NABERS Rating Type (Base/Whole) |  | Base | 2023 Data | IOM | 5.2362 | 5.2411 | 5.2497 | 5.3201 | 5.3392 | 5.3755 | 5.3907 | 5.3929 | 5.4401 | 5.4606 | 5.493 | 0.25674 | Annual Savings | 227006.8633 | Progress by FY32 | 93.14% | NLA covered | 100%
Postcode |  | 3000 |  | IGO | 5.3773 | 5.3897 | 5.3989 | 5.4212 | 5.4718 | 5.4937 | 5.5097 | 5.5139 | 5.5352 | 5.5352 | 5.5316 | 0.14186 | Est IRR | 4.529% | Est. 100% completion | #NAME? | Cost for automation | 0
Rated Area |  | 47563.3 | [14 empty] | NABERS Improvement | 0.25886 |  |  | ETA 100% coverage | Complete
Rated Hours |  | 52.4 | [14 empty] | FY32 NABERS | 6.0022 |  |  | Tenant spec. data | 100%
Electricity Consumption (MWh) |  | 1278.2635 | [14 empty] | FY33 NABERS^ | 6.0022
Gas Consumption (GJ) |  | 5473.325 | [14 empty] | Total Electricity Reduction | -18.17%
NABERS Benchmark Factor |  | 54.2 | [14 empty] | Total Gas Reduction | -93.14%
| Current NABERS Energy Rating: | 5.714
Identified Projects | [5 empty] | 2024-06-30 | 2025-06-30 | 2026-06-30 | 2027-06-30 | 2028-06-30 | 2029-06-30 | 2030-06-30 | 2031-06-30 | 2032-06-30 | 2033-06-30 | 2034-06-30 | Project Classifications
Job Number | Job Description | Predicted Reduction (MWh) | Predicted Reduction (MJ) | Estimated completion date | Total Expected Cost ($) | CURRENT | FY25 | FY26 | FY27 | FY28 | FY29 | FY30 | FY31 | FY32 | FY33 | YR 11 - 20 | Efficiency | Electrification | Tenant Data | NABERS | Est IRR | Opex | Life-cycle
Capex | CHW Energy Valves | -98.7 | 0 | 2034-03-31 | 165500 | 0 | 0 | 0 | 0 | 0 | 0 | 0 | 0 | 0 | 0 | 165500 | Yes |  |  | 0.068352 | 18.24% |  | Yes
Capex | Solar PV | -94 | 0 | 2034-03-31 | 110000 | 0 | 0 | 0 | 0 | 0 | 0 | 0 | 0 | 0 | 0 | 110000 | Yes |  |  | 0.065097 | 26.14% |  | Yes
Complete | VAV Min/Max SP Review | -67.8 | -34.746 | 2023-05-31 | 4500 | 4500 | 0 | 0 | 0 | 0 | 0 | 0 | 0 | 0 | 0 | 0 | Yes |  |  | 0.047621 | 484.5% | Yes
Opex | Chiller Pumping Optimisation | -59.7 | 0 | 2025-03-31 | 5000 | 0 | 5000 | 0 | 0 | 0 | 0 | 0 | 0 | 0 | 0 | 0 | Yes |  |  | 0.041343 | 365.2%
Capex | HHW Energy Valves | -20.3 | -522.0065 | 2027-03-31 | 122700 | 0 | 0 | 0 | 122700 | 0 | 0 | 0 | 0 | 0 | 0 | 0 | Yes |  |  | 0.024092 | 18.07% | Yes
Opex | Chiller Staging Review | -54.9 | 0 | 2027-03-31 | 5000 | 0 | 0 | 0 | 5000 | 0 | 0 | 0 | 0 | 0 | 0 | 0 | Yes |  |  | 0.038019 | 335.9% |  | Yes
Opex | After-hours A/C Zoning | -25.7 | -174.0022 | 2028-03-31 | 5000 | 0 | 0 | 0 | 0 | 5000 | 0 | 0 | 0 | 0 | 0 | 0 | Yes |  |  | 0.021142 | 263.7% | Yes
Opex | After-hours AHU Unloading | -18.3 | -174.0022 | 2024-03-31 | 5000 | 5000 | 0 | 0 | 0 | 0 | 0 | 0 | 0 | 0 | 0 | 0 | Yes |  |  | 0.016018 | 218.4% | Yes
Opex | After-hours A/C Control | -20.3 | -69.5601 | 2028-03-31 | 5000 | 0 | 0 | 0 | 0 | 5000 | 0 | 0 | 0 | 0 | 0 | 0 | Yes |  |  | 0.015395 | 166.7% | Yes
Opex | Chiller Optimum Stop | -13 | 0 | 2026-03-31 | 5000 | 0 | 0 | 5000 | 0 | 0 | 0 | 0 | 0 | 0 | 0 | 0 | Yes |  |  | 0.0090028 | 79.53% | Yes | Yes
Capex | HHW electrification | 187 | -3947 | 2029-03-31 | 4500000 | 0 | 0 | 0 | 0 | 0 | 4500000 | 0 | 0 | 0 | 0 | 0 | Yes | Yes |  | -0.053636 | 1.412% | Yes
Capex | Cogen decommissioning | 53.4 | -176.722 | 2039-03-31 | 80000 | 0 | 0 | 0 | 0 | 0 | 0 | 0 | 0 | 0 | 0 | 0 | Yes | Yes |  | -0.033584 | -13.66% | Yes | Yes
[6 empty] | 0 | 0 | 0 | 0 | 0 | 0 | 0 | 0 | 0 | 0 | 0 | [5 empty] | Yes
[6 empty] | 0 | 0 | 0 | 0 | 0 | 0 | 0 | 0 | 0 | 0 | 0
[6 empty] | 0 | 0 | 0 | 0 | 0 | 0 | 0 | 0 | 0 | 0 | 0
[6 empty] | 0 | 0 | 0 | 0 | 0 | 0 | 0 | 0 | 0 | 0 | 0
[6 empty] | 0 | 0 | 0 | 0 | 0 | 0 | 0 | 0 | 0 | 0 | 0
[6 empty] | 0 | 0 | 0 | 0 | 0 | 0 | 0 | 0 | 0 | 0 | 0
[6 empty] | 0 | 0 | 0 | 0 | 0 | 0 | 0 | 0 | 0 | 0 | 0
|  | -232.3 | -5098.039 |  | 5012700 | 9500 | 5000 | 5000 | 127700 | 10000 | 4500000 | 0 | 0 | 0 | 0 | 275500 | 2722700 | 2290000 | 0 | 0.25886 | 4.529% | 4727200 | 365500
|  | -232.3 | [15 empty] | #NAME?
[17 empty] | MWh saved in FY13 | 232.3
[17 empty] | Current Rating: | 5.8617
[17 empty] | Expected Rating at 31/3/2024: | 5.7618
[17 empty] | Expected Rating at 31/3/2025: | 5.7937
[17 empty] | Expected Rating at 31/3/2026: | 5.8428 | [7 empty] | 6.0022 | 0 | 0 | 0 | 0
[17 empty] | Expected Rating at 31/3/2027: | 5.8534
[17 empty] | Expected Rating at 31/3/2028: | 5.9377
[17 empty] | Expected Rating at 31/3/2029: | 5.986
[17 empty] | Expected Rating at 31/3/2030: | 6.0022
[17 empty] | Expected Rating at 31/3/2031: | 6.0022
[17 empty] | Expected Rating at 31/3/2032: | 6.0022
[17 empty] | Expected Rating at 31/3/2033: | 6.0022
[38 empty] | Stars | NSW (2000) | VIC (3000) | QLD (4000) | SA (5000) | WA (6000) |  | Stars | NSW (2000) | VIC (3000) | QLD (4000) | SA (5000) | WA (6000) | Stars | Intensity | Unit | base + diff |  | Base | Whole Building | [17 empty] | 1521
[38 empty] | 6 | 34.795 | 42.145 | 35.585 | 20.915 | 26.98 |  | 6 | 64.76 | 69.5 | 59.815 | 33.69 | 44.87 | 6 | 42.145 | kg/m2 |  |  | 42.145 | 69.5
[25 empty] | PLEASE DO NOT CHANGE ANYTHING IN THE CELLS IN THIS SECTION OF THE CALCULATOR | [12 empty] | 5.5 | 52.1925 | 63.2175 | 53.3775 | 31.3725 | 40.47 |  | 5.5 | 97.14 | 104.25 | 89.7225 | 50.535 | 67.305 | 5.5 | 63.2175 | kg/m2 |  |  | 63.2175 | 104.25 |  |  | Elec (kg/MWh) | Gas (kG/GJ)
[37 empty] | Base Building | 5 | 69.59 | 84.29 | 71.17 | 41.83 | 53.96 | Whole Building | 5 | 129.52 | 139 | 119.63 | 67.38 | 89.74 | 5 | 84.29 | kg/m2 | 84.29 |  | 84.29 | 139 |  | ACT | 790 | 51.33 | 2000 |  |  |  |  | Economy Cycle | Identified only | All |  | NLA: | 47563.3 | m2 | Emissions/m2 | 32.2443
[19 empty] | 152 | Cost/MWh | [17 empty] | 4.5 | 84.92 | 101.75 | 80.29 | 51.46 | 62.39 |  | 4.5 | 158.69 | 166.57 | 142.47 | 84.06 | 105.77 | 4.5 | 101.75 | kg/m2 | 17.46 |  | 101.75 | 166.57 |  | NSW | 790 | 51.33 | 2000 |  | 28.8735 | El - converter | 44.2712 | BMS | Business case written | Summer |  | Current ABGR rating (w'out GP): | 6.146 | stars | kgCO2 | 1533644.0022
[38 empty] | 4 | 100.25 | 120.31 | 89.42 | 61.1 | 70.83 |  | 4 | 187.86 | 194.15 | 165.3 | 100.73 | 121.79 | 4 | 120.31 | kg/m2 | 18.56 |  | 120.31 | 194.15 |  | QLD | 810 | 51.33 | 4000 |  | 551.2569 | Gas - converter | 9.9288 | HVAC | Approved to implement | Winter |  | ABGR Electricity intensity: | 44.2712 | kg/m2 | Electrical emissions | 1252698.23
[38 empty] | 3.5 | 115.57 | 138.88 | 98.54 | 70.74 | 79.26 |  | 3.5 | 217.04 | 221.73 | 188.13 | 117.41 | 137.82 | 3.5 | 138.88 | kg/m2 | 18.57 |  | 138.88 | 221.73 |  | SA | 770 | 51.33 | 5000 |  |  |  | 54.2 | Chillers | Rejected, do not persue | Shoulder |  | Current NABERS Water rating: |  | stars | Gas emissions | 280945.7722
[38 empty] | 3 | 130.9 | 157.45 | 107.66 | 80.38 | 87.69 |  | 3 | 246.21 | 249.31 | 210.96 | 134.09 | 153.85 | 3 | 157.45 | kg/m2 | 18.57 |  | 157.45 | 249.31 |  | VIC | 980 | 51.33 | 3000 |  | 0.152 |  |  | VSDs | Rejected but reconsider |  |  | Energy performance tracking | Consumption | Unit |  | 30.7674
[38 empty] | 2.5 | 146.23 | 176.01 | 116.79 | 90.02 | 96.12 |  | 2.5 | 275.38 | 276.89 | 233.79 | 150.77 | 169.87 | 2.5 | 176.01 | kg/m2 | 18.56 |  | 176.01 | 276.89 |  | WA | 680 | 51.33 | 6000 |  |  |  |  | Lighting replacement and controls | Complete |  |  | Current Electricity Consumption: | 1278.2635 | MWh |  |  | 5.8617
[21 empty] | Average Electricity Price ($/kWh): | 0.152 | [15 empty] | 2 | 161.56 | 194.58 | 125.91 | 99.65 | 104.55 |  | 2 | 304.55 | 304.47 | 256.62 | 167.44 | 185.9 | 2 | 194.58 | kg/m2 | 18.57 |  | 194.58 | 304.47 | [9 empty] | Condensor water loop |  |  |  | Current Gas Consumption | 5473.325 | GJ |  | 280945.7722
[38 empty] | 1.5 | 176.89 | 213.15 | 135.04 | 109.29 | 112.98 |  | 1.5 | 333.72 | 332.05 | 279.45 | 184.12 | 201.92 | 1.5 | 213.15 | kg/m2 | 18.57 |  | 213.15 | 332.05 | [9 empty] | CO/CO2 sensors |  |  |  | ABGR Gas Intensity | 9.9288
[21 empty] | Rating benefit calulator | [16 empty] | 1 | 192.21 | 231.71 | 144.16 | 118.93 | 121.42 |  | 1 | 362.89 | 359.62 | 302.28 | 200.8 | 217.95 | 1 | 231.71 | kg/m2 | 18.56 |  | 231.71 | 359.62 | [9 empty] | Submetering |  |  |  |  | 54.2
[39 empty] | NSW | VIC | QLD | SA | WA |  |  | NSW | VIC | QLD | SA | WA | [16 empty] | Cooling Tower
[6 empty] | 2024-06-30 | 2025-06-30 | 2026-06-30 | 2027-06-30 | 2028-06-30 | 2029-06-30 | 2030-06-30 | 2031-06-30 | 2032-06-30 | 2033-06-30 | 2034-06-30 | [5 empty] | Savings | Payback | + stars | kg/m2 | 2024-03-31 | 2025-03-31 | 2026-03-31 | 2027-03-31 | 2028-03-31 | 2029-03-31 | 2030-03-31 | 2031-03-31 | 2032-03-31 | 2033-03-31 | 2034-03-31 | full year saving for business case |  | capex | opex | [14 empty] | 101.75 | Stars | 84.29 | 17.46 | 18.56 | 18.57 | 18.57 | 18.56 | 18.57 | 18.57 | 18.56 |  |  |  |  | Lift | [7 empty] | Base | Whole Building
[6 empty] | 0 | 0 | 0 | 0 | 0 | 0 | 0 | 0 | 0 | 0 | 0 | [5 empty] | 0 | #DIV/0! | 0 | 0 | 0 | 0 | 0 | 0 | 0 | 0 | 0 | 0 | 0 | 0 | 0 | 0 | 0 | 0 | 0 | [14 empty] | 101.75 | Current | 54.2 | [12 empty] | Hot Water
[6 empty] | 0 | 0 | 0 | 0 | 0 | 0 | 0 | 0 | 0 | 0 | 0 | [5 empty] | -15002.4 | 11.0316 | -0.19578 | -3.4184 | 0 | 0 | 0 | 0 | 0 | 0 | 0 | 0 | 0 | 0 | 0 | -98.7 | 0 | 165500 | 0 | [14 empty] | 101.75 | 2025-03-31 | 50.8393 | [12 empty] | Renewables | [6 empty] | Stars | VIC | VIC | Stars | (to invert)
[6 empty] | -67.8 | -67.8 | -67.8 | -67.8 | -67.8 | -67.8 | -67.8 | -67.8 | -67.8 | -67.8 | -67.8 | [5 empty] | -14288 | 7.6988 | -0.18646 | -3.2556 | 0 | 0 | 0 | 0 | 0 | 0 | 0 | 0 | 0 | 0 | 0 | -94 | 0 | 110000 | 0 | [14 empty] | 101.75 | 2026-03-31 | 48.7717 | [12 empty] | Other | [6 empty] | 1 | 231.71 | 359.62 | 5 | 84.29 | 139
[6 empty] | 0 | 0 | -59.7 | -59.7 | -59.7 | -59.7 | -59.7 | -59.7 | -59.7 | -59.7 | -59.7 | [5 empty] | -10305.6 | 0.43666 | -0.1381 | -2.4112 | -2.0148 | -2.4112 | -2.4112 | -2.4112 | -2.4112 | -2.4112 | -2.4112 | -2.4112 | -2.4112 | -2.4112 | -2.4112 | -67.8 | -34.746 | 0 | 4500 | [14 empty] | 101.75 | 2027-03-31 | 48.3215 | [19 empty] | 1.5 | 213.15 | 332.05 | 4.5 | 101.75 | 166.57
[6 empty] | 0 | 0 | 0 | 0 | -20.3 | -20.3 | -20.3 | -20.3 | -20.3 | -20.3 | -20.3 | [5 empty] | -9074.4 | 0.551 | -0.11842 | -2.0676 | 0 | 0 | -2.0676 | -2.0676 | -2.0676 | -2.0676 | -2.0676 | -2.0676 | -2.0676 | -2.0676 | -2.0676 | -59.7 | 0 | 5000 | 0 | [14 empty] | 101.75 | 2028-03-30 | 44.7701 | [19 empty] | 2 | 194.58 | 304.47 | 4 | 120.31 | 194.15
[6 empty] | 0 | 0 | 0 | 0 | -54.9 | -54.9 | -54.9 | -54.9 | -54.9 | -54.9 | -54.9 | [5 empty] | -3085.6 | 39.7654 | -0.094502 | -1.65 | 0 | 0 | 0 | 0 | -1.65 | -1.65 | -1.65 | -1.65 | -1.65 | -1.65 | -1.65 | -20.3 | -522.0065 | 0 | 122700 | [14 empty] | 101.75 | 2029-03-30 | 42.7351 | [19 empty] | 2.5 | 176.01 | 276.89 | 3.5 | 138.88 | 221.73
[6 empty] | 0 | 0 | 0 | 0 | -25.7 | -25.7 | -25.7 | -25.7 | -25.7 | -25.7 | -25.7 | [5 empty] | -8344.8 | 0.59918 | -0.1089 | -1.9014 | 0 | 0 | 0 | 0 | -1.9014 | -1.9014 | -1.9014 | -1.9014 | -1.9014 | -1.9014 | -1.9014 | -54.9 | 0 | 5000 | 0 | [14 empty] | 101.75 | 2030-03-30 | 42.0516 | [19 empty] | 3 | 157.45 | 249.31 | 3 | 157.45 | 249.31
[6 empty] | -18.3 | -18.3 | -18.3 | -18.3 | -18.3 | -18.3 | -18.3 | -18.3 | -18.3 | -18.3 | -18.3 | [5 empty] | -3906.4 | 1.28 | -0.069057 | -1.2057 | 0 | 0 | 0 | 0 | 0 | -1.2057 | -1.2057 | -1.2057 | -1.2057 | -1.2057 | -1.2057 | -25.7 | -174.0022 | 0 | 5000 | [14 empty] | 101.75 | 2031-03-30 | 42.0516 | [19 empty] | 3.5 | 138.88 | 221.73 | 2.5 | 176.01 | 276.89
[6 empty] | 0 | 0 | 0 | 0 | -20.3 | -20.3 | -20.3 | -20.3 | -20.3 | -20.3 | -20.3 | [5 empty] | -2781.6 | 1.7975 | -0.054378 | -0.94945 | 0 | -0.94945 | -0.94945 | -0.94945 | -0.94945 | -0.94945 | -0.94945 | -0.94945 | -0.94945 | -0.94945 | -0.94945 | -18.3 | -174.0022 | 0 | 5000 | [14 empty] | 101.75 | 2032-03-29 | 42.0516 | [19 empty] | 4 | 120.31 | 194.15 | 2 | 194.58 | 304.47
[6 empty] | 0 | 0 | 0 | -13 | -13 | -13 | -13 | -13 | -13 | -13 | -13 | [5 empty] | -3085.6 | 1.6204 | -0.047494 | -0.82925 | 0 | 0 | 0 | 0 | 0 | -0.82925 | -0.82925 | -0.82925 | -0.82925 | -0.82925 | -0.82925 | -20.3 | -69.5601 | 0 | 5000 | [14 empty] | 101.75 | 2033-03-29 | 42.0516 | [19 empty] | 4.5 | 101.75 | 166.57 | 1.5 | 213.15 | 332.05
[6 empty] | 0 | 0 | 0 | 0 | 0 | 0 | 187 | 187 | 187 | 187 | 187 | [5 empty] | -1976 | 2.5304 | -0.025787 | -0.45024 | 0 | 0 | 0 | -0.45024 | -0.45024 | -0.45024 | -0.45024 | -0.45024 | -0.45024 | -0.45024 | -0.45024 | -13 | 0 | 0 | 5000 | [36 empty] | 5 | 84.29 | 139 | 1 | 231.71 | 359.62
[6 empty] | 0 | 0 | 0 | 0 | 0 | 0 | 0 | 0 | 0 | 0 | 0 | [5 empty] | 28424 | -158.3169 | -0.039145 | -0.68347 | 0 | 0 | 0 | 0 | 0 | 0 | -0.68347 | -0.68347 | -0.68347 | -0.68347 | -0.68347 | 187 | -3947 | 0 | 4500000
[6 empty] | 0 | 0 | 0 | 0 | 0 | 0 | 0 | 0 | 0 | 0 | 0 | [5 empty] | 8116.8 | -9.8561 | 0.087564 | 1.5289 | 0 | 0 | 0 | 0 | 0 | 0 | 0 | 0 | 0 | 0 | 0 | 53.4 | -176.722 | 0 | 80000
[6 empty] | 0 | 0 | 0 | 0 | 0 | 0 | 0 | 0 | 0 | 0 | 0 | [5 empty] | 0 | #DIV/0! | 0 | 0 | 0 | 0 | 0 | 0 | 0 | 0 | 0 | 0 | 0 | 0 | 0 | 0 | 0 | 0 | 0
[6 empty] | 0 | 0 | 0 | 0 | 0 | 0 | 0 | 0 | 0 | 0 | 0 | [5 empty] | 0 | #DIV/0! | 0 | 0 | 0 | 0 | 0 | 0 | 0 | 0 | 0 | 0 | 0 | 0 | 0 | 0 | 0 | 0 | 0
[6 empty] | 0 | 0 | 0 | 0 | 0 | 0 | 0 | 0 | 0 | 0 | 0 | [5 empty] | 0 | #DIV/0! | 0 | 0 | 0 | 0 | 0 | 0 | 0 | 0 | 0 | 0 | 0 | 0 | 0 | 0 | 0 | 0 | 0
[6 empty] | 0 | 0 | 0 | 0 | 0 | 0 | 0 | 0 | 0 | 0 | 0 | [5 empty] | 0 | #DIV/0! | 0 | 0 | 0 | 0 | 0 | 0 | 0 | 0 | 0 | 0 | 0 | 0 | 0 | 0 | 0 | 0 | 0
[6 empty] | 0 | 0 | 0 | 0 | 0 | 0 | 0 | 0 | 0 | 0 | 0 | [5 empty] | 0 | #DIV/0! | 0 | 0 | 0 | 0 | 0 | 0 | 0 | 0 | 0 | 0 | 0 | 0 | 0 | 0 | 0 | 0 | 0
[6 empty] | 0 | 0 | 0 | 0 | 0 | 0 | 0 | 0 | 0 | 0 | 0 | [5 empty] | 0 | #DIV/0! | 0 | 0 | 0 | 0 | 0 | 0 | 0 | 0 | 0 | 0 | 0 | 0 | 0 | 0 | 0 | 0 | 0
[6 empty] | 0 | 0 | 0 | 0 | 0 | 0 | 0 | 0 | 0 | 0 | 0 | [5 empty] | 0 | #DIV/0! | 0 | 0 | 0 | 0 | 0 | 0 | 0 | 0 | 0 | 0 | 0 | 0 | 0 | 0 | 0 | 0 | 0
[6 empty] | 0 | 0 | 0 | 0 | 0 | 0 | 0 | 0 | 0 | 0 | 0 | [5 empty] | 0 | #DIV/0! | 0 | 0 | 0 | 0 | 0 | 0 | 0 | 0 | 0 | 0 | 0 | 0 | 0 | 0 | 0 | 0 | 0
[6 empty] | 0 | 0 | 0 | 0 | 0 | 0 | 0 | 0 | 0 | 0 | 0 | [5 empty] | 0 | #DIV/0! | 0 | 0 | 0 | 0 | 0 | 0 | 0 | 0 | 0 | 0 | 0 | 0 | 0 | 0 | 0 | 0 | 0
[6 empty] | 0 | 0 | 0 | 0 | 0 | 0 | 0 | 0 | 0 | 0 | 0 | [5 empty] | 0 | #DIV/0! | 0 | 0 | 0 | 0 | 0 | 0 | 0 | 0 | 0 | 0 | 0 | 0 | 0 | 0 | 0 | 0 | 0
[6 empty] | 0 | 0 | 0 | 0 | 0 | 0 | 0 | 0 | 0 | 0 | 0 | [5 empty] | 0 | #DIV/0! | 0 | 0 | 0 | 0 | 0 | 0 | 0 | 0 | 0 | 0 | 0 | 0 | 0 | 0 | 0 | 0 | 0
[6 empty] | 0 | 0 | 0 | 0 | 0 | 0 | 0 | 0 | 0 | 0 | 0 | [5 empty] | 0 | #DIV/0! | 0 | 0 | 0 | 0 | 0 | 0 | 0 | 0 | 0 | 0 | 0 | 0 | 0 | 0 | 0 | 0 | 0
[6 empty] | 0 | 0 | 0 | 0 | 0 | 0 | 0 | 0 | 0 | 0 | 0 | [5 empty] | 0 | #DIV/0! | 0 | 0 | 0 | 0 | 0 | 0 | 0 | 0 | 0 | 0 | 0 | 0 | 0 | 0 | 0 | 0 | 0
[6 empty] | 0 | 0 | 0 | 0 | 0 | 0 | 0 | 0 | 0 | 0 | 0 | [5 empty] | 0 | #DIV/0! | 0 | 0 | 0 | 0 | 0 | 0 | 0 | 0 | 0 | 0 | 0 | 0 | 0 | 0 | 0 | 0 | 0
[6 empty] | 0 | 0 | 0 | 0 | 0 | 0 | 0 | 0 | 0 | 0 | 0 | [5 empty] | 0 | #DIV/0! | 0 | 0 | 0 | 0 | 0 | 0 | 0 | 0 | 0 | 0 | 0 | 0 | 0 | 0 | 0 | 0 | 0
[6 empty] | 0 | 0 | 0 | 0 | 0 | 0 | 0 | 0 | 0 | 0 | 0 | [5 empty] | 0 | #DIV/0! | 0 | 0 | 0 | 0 | 0 | 0 | 0 | 0 | 0 | 0 | 0 | 0 | 0 | 0 | 0 | 0 | 0
[6 empty] | 0 | 0 | 0 | 0 | 0 | 0 | 0 | 0 | 0 | 0 | 0 | [5 empty] | 0 | #DIV/0! | 0 | 0 | 0 | 0 | 0 | 0 | 0 | 0 | 0 | 0 | 0 | 0 | 0 | 0 | 0 | 0 | 0
[6 empty] | 0 | 0 | 0 | 0 | 0 | 0 | 0 | 0 | 0 | 0 | 0 | [5 empty] | 0 | #DIV/0! | 0 | 0 | 0 | 0 | 0 | 0 | 0 | 0 | 0 | 0 | 0 | 0 | 0 | 0 | 0 | 0 | 0
[6 empty] | 0 | 0 | 0 | 0 | 0 | 0 | 0 | 0 | 0 | 0 | 0 | [5 empty] | 0 | #DIV/0! | 0 | 0 | 0 | 0 | 0 | 0 | 0 | 0 | 0 | 0 | 0 | 0 | 0 | 0 | 0 | 0 | 0
[6 empty] | 0 | 0 | 0 | 0 | 0 | 0 | 0 | 0 | 0 | 0 | 0 | [5 empty] | 0 | #DIV/0! | 0 | 0 | 0 | 0 | 0 | 0 | 0 | 0 | 0 | 0 | 0 | 0 | 0 | 0 | 0 | 0 | 0 |  |  |  |  | 5.5 | 63 | 21
[6 empty] | 0 | 0 | 0 | 0 | 0 | 0 | 0 | 0 | 0 | 0 | 0 | [5 empty] | 0 | #DIV/0! | 0 | 0 | 0 | 0 | 0 | 0 | 0 | 0 | 0 | 0 | 0 | 0 | 0 | 0 | 0 | 0 | 0 |  |  |  | 5.7143 | 0.28571 | 54 | 12 | 57.14%
[6 empty] | 0 | 0 | 0 | 0 | 0 | 0 | 0 | 0 | 0 | 0 | 0 | [5 empty] | 0 | #DIV/0! | 0 | 0 | 0 | 0 | 0 | 0 | 0 | 0 | 0 | 0 | 0 | 0 | 0 | 0 | 0 | 0 | 0 |  |  |  |  | 6 | 42
[6 empty] | 0 | 0 | 0 | 0 | 0 | 0 | 0 | 0 | 0 | 0 | 0 | [5 empty] | 0 | #DIV/0! | 0 | 0 | 0 | 0 | 0 | 0 | 0 | 0 | 0 | 0 | 0 | 0 | 0 | 0 | 0 | 0 | 0
[6 empty] | 0 | 0 | 0 | 0 | 0 | 0 | 0 | 0 | 0 | 0 | 0 | [5 empty] | 0 | #DIV/0! | 0 | 0 | 0 | 0 | 0 | 0 | 0 | 0 | 0 | 0 | 0 | 0 | 0 | 0 | 0 | 0 | 0
[6 empty] | 0 | 0 | 0 | 0 | 0 | 0 | 0 | 0 | 0 | 0 | 0 | [5 empty] | 0 | #DIV/0! | 0 | 0 | 0 | 0 | 0 | 0 | 0 | 0 | 0 | 0 | 0 | 0 | 0 | 0 | 0 | 0 | 0
[6 empty] | 0 | 0 | 0 | 0 | 0 | 0 | 0 | 0 | 0 | 0 | 0 | [5 empty] | 0 | #DIV/0! | 0 | 0 | 0 | 0 | 0 | 0 | 0 | 0 | 0 | 0 | 0 | 0 | 0 | 0 | 0 | 0 | 0
[6 empty] | 0 | 0 | 0 | 0 | 0 | 0 | 0 | 0 | 0 | 0 | 0 | [5 empty] | 0 | #DIV/0! | 0 | 0 | 0 | 0 | 0 | 0 | 0 | 0 | 0 | 0 | 0 | 0 | 0 | 0 | 0 | 0 | 0
[6 empty] | 0 | 0 | 0 | 0 | 0 | 0 | 0 | 0 | 0 | 0 | 0 | [5 empty] | 0 | #DIV/0! | 0 | 0 | 0 | 0 | 0 | 0 | 0 | 0 | 0 | 0 | 0 | 0 | 0 | 0 | 0 | 0 | 0
[6 empty] | 0 | 0 | 0 | 0 | 0 | 0 | 0 | 0 | 0 | 0 | 0 | [5 empty] | 0 | #DIV/0! | 0 | 0 | 0 | 0 | 0 | 0 | 0 | 0 | 0 | 0 | 0 | 0 | 0 | 0 | 0 | 0 | 0
[6 empty] | 0 | 0 | 0 | 0 | 0 | 0 | 0 | 0 | 0 | 0 | 0 | [5 empty] | 0 | #DIV/0! | 0 | 0 | 0 | 0 | 0 | 0 | 0 | 0 | 0 | 0 | 0 | 0 | 0 | 0 | 0 | 0 | 0
[22 empty] | 0 | #DIV/0! | 0 | 0 | 0 | 0 | 0 | 0 | 0 | 0 | 0 | 0 | 0 | 0 | 0 | 0 | 0 | 0 | 0
[22 empty] | 0 | #DIV/0! | 0 | 0 | 0 | 0 | 0 | 0 | 0 | 0 | 0 | 0 | 0 | 0 | 0 | 0 | 0 | 0 | 0
[24 empty] | 0 | 0 | 0 | 0 | 0 | 0 | 0 | 0 | 0 | 0 | 0 | 0 | 0 | 0 | 0 | 0 | 0
[24 empty] | 0 | 0 | 0 | 0 | 0 | 0 | 0 | 0 | 0 | 0 | 0 | 0 | 0 | 0 | 0 | 0 | 0
[5 empty] | Electricity savings | -86.1 | -86.1 | -145.8 | -158.8 | -280 | -280 | -93 | -93 | -93 | -93 | -93 | [6 empty] | #DIV/0! | TOTAL |  | -2.0148 | -3.3607 | -5.4283 | -5.8785 | -9.4299 | -11.4649 | -12.1484 | -12.1484 | -12.1484 | -12.1484 | -12.1484 | -232.3 | -5098.039 | 285500 | 4727200
[24 empty] | FY Performance | 54.2 | 52.1852 | 50.8393 | 48.7717 | 48.3215 | 44.7701 | 42.7351 | 42.0516 | 42.0516 | 42.0516 | 42.0516 | 42.0516
[24 empty] | Star Rating | 5.714 | 5.7618 | 5.7937 | 5.8428 | 5.8534 | 5.9377 | 5.986 | 6.0022 | 6.0022 | 6.0022 | 6.0022 | 6.0022
[6 empty] | 0 | 0 | 0 | 0 | 0 | 0 | 0 | 0 | 0 | 0 | 0
[6 empty] | 0 | 0 | 0 | 0 | 0 | 0 | 0 | 0 | 0 | 0 | 0
[6 empty] | -34.746 | -34.746 | -34.746 | -34.746 | -34.746 | -34.746 | -34.746 | -34.746 | -34.746 | -34.746 | -34.746
[6 empty] | 0 | 0 | 0 | 0 | 0 | 0 | 0 | 0 | 0 | 0 | 0
[6 empty] | 0 | 0 | 0 | 0 | -522.0065 | -522.0065 | -522.0065 | -522.0065 | -522.0065 | -522.0065 | -522.0065
[6 empty] | 0 | 0 | 0 | 0 | 0 | 0 | 0 | 0 | 0 | 0 | 0 | [9 empty] | 285500 | 4727200
[6 empty] | 0 | 0 | 0 | 0 | 0 | -174.0022 | -174.0022 | -174.0022 | -174.0022 | -174.0022 | -174.0022 | [9 empty] | 385425 | 6381720
[6 empty] | -174.0022 | -174.0022 | -174.0022 | -174.0022 | -174.0022 | -174.0022 | -174.0022 | -174.0022 | -174.0022 | -174.0022 | -174.0022
[6 empty] | 0 | 0 | 0 | 0 | 0 | -69.5601 | -69.5601 | -69.5601 | -69.5601 | -69.5601 | -69.5601
[6 empty] | 0 | 0 | 0 | 0 | 0 | 0 | 0 | 0 | 0 | 0 | 0
[6 empty] | 0 | 0 | 0 | 0 | 0 | 0 | -3947 | -3947 | -3947 | -3947 | -3947
[6 empty] | 0 | 0 | 0 | 0 | 0 | 0 | 0 | 0 | 0 | 0 | 0
[6 empty] | 0 | 0 | 0 | 0 | 0 | 0 | 0 | 0 | 0 | 0 | 0
[6 empty] | 0 | 0 | 0 | 0 | 0 | 0 | 0 | 0 | 0 | 0 | 0
[6 empty] | 0 | 0 | 0 | 0 | 0 | 0 | 0 | 0 | 0 | 0 | 0
[6 empty] | 0 | 0 | 0 | 0 | 0 | 0 | 0 | 0 | 0 | 0 | 0
[6 empty] | 0 | 0 | 0 | 0 | 0 | 0 | 0 | 0 | 0 | 0 | 0
[6 empty] | 0 | 0 | 0 | 0 | 0 | 0 | 0 | 0 | 0 | 0 | 0
[6 empty] | 0 | 0 | 0 | 0 | 0 | 0 | 0 | 0 | 0 | 0 | 0
[6 empty] | 0 | 0 | 0 | 0 | 0 | 0 | 0 | 0 | 0 | 0 | 0
[6 empty] | 0 | 0 | 0 | 0 | 0 | 0 | 0 | 0 | 0 | 0 | 0
[6 empty] | 0 | 0 | 0 | 0 | 0 | 0 | 0 | 0 | 0 | 0 | 0
[6 empty] | 0 | 0 | 0 | 0 | 0 | 0 | 0 | 0 | 0 | 0 | 0
[6 empty] | 0 | 0 | 0 | 0 | 0 | 0 | 0 | 0 | 0 | 0 | 0
[6 empty] | 0 | 0 | 0 | 0 | 0 | 0 | 0 | 0 | 0 | 0 | 0
[6 empty] | 0 | 0 | 0 | 0 | 0 | 0 | 0 | 0 | 0 | 0 | 0
[6 empty] | 0 | 0 | 0 | 0 | 0 | 0 | 0 | 0 | 0 | 0 | 0
[6 empty] | 0 | 0 | 0 | 0 | 0 | 0 | 0 | 0 | 0 | 0 | 0
[6 empty] | 0 | 0 | 0 | 0 | 0 | 0 | 0 | 0 | 0 | 0 | 0
[6 empty] | 0 | 0 | 0 | 0 | 0 | 0 | 0 | 0 | 0 | 0 | 0
[6 empty] | 0 | 0 | 0 | 0 | 0 | 0 | 0 | 0 | 0 | 0 | 0
[6 empty] | 0 | 0 | 0 | 0 | 0 | 0 | 0 | 0 | 0 | 0 | 0
[6 empty] | 0 | 0 | 0 | 0 | 0 | 0 | 0 | 0 | 0 | 0 | 0
[6 empty] | 0 | 0 | 0 | 0 | 0 | 0 | 0 | 0 | 0 | 0 | 0
[6 empty] | 0 | 0 | 0 | 0 | 0 | 0 | 0 | 0 | 0 | 0 | 0
[6 empty] | 0 | 0 | 0 | 0 | 0 | 0 | 0 | 0 | 0 | 0 | 0
[6 empty] | 0 | 0 | 0 | 0 | 0 | 0 | 0 | 0 | 0 | 0 | 0
[6 empty] | 0 | 0 | 0 | 0 | 0 | 0 | 0 | 0 | 0 | 0 | 0
[6 empty] | 0 | 0 | 0 | 0 | 0 | 0 | 0 | 0 | 0 | 0 | 0
[6 empty] | 0 | 0 | 0 | 0 | 0 | 0 | 0 | 0 | 0 | 0 | 0
[6 empty] | 0 | 0 | 0 | 0 | 0 | 0 | 0 | 0 | 0 | 0 | 0
[6 empty] | 0 | 0 | 0 | 0 | 0 | 0 | 0 | 0 | 0 | 0 | 0
[6 empty] | 0 | 0 | 0 | 0 | 0 | 0 | 0 | 0 | 0 | 0 | 0
[6 empty] | 0 | 0 | 0 | 0 | 0 | 0 | 0 | 0 | 0 | 0 | 0
[6 empty] | 0 | 0 | 0 | 0 | 0 | 0 | 0 | 0 | 0 | 0 | 0
[6 empty] | 0 | 0 | 0 | 0 | 0 | 0 | 0 | 0 | 0 | 0 | 0
[5 empty] | Gas Savings | -208.7482 | -208.7482 | -208.7482 | -208.7482 | -730.7547 | -974.317 | -4921.317 | -4921.317 | -4921.317 | -4921.317 | -4921.317
[5 empty] | Current | 2024-06-30 | 2025-06-30 | 2026-06-30 | 2027-06-30 | 2028-06-30 | 2029-06-30 | 2030-06-30 | 2031-06-30 | 2032-06-30 | 2033-06-30 | 2034-06-30 | 2035-06-30
|  |  |  | NABERS | 5.714 | 5.7618 | 5.7937 | 5.8428 | 5.8534 | 5.9377 | 5.986 | 6.0022 | 6.0022 | 6.0022 | 6.0022 | 6.0022
Formulas:
Base = [Base, row above]+365
Note on G21: [Threaded comment] Your version of Excel allows you to read this threaded comment; however, any edits to it will get removed if the file is opened in a newer version of Excel. Learn more: https://go.microsoft.com/fwlink/?linkid=870924 Comment: New electricity contract commencing 1/01/2024 is 100% renewable.

## 6OC-NR
Energy and Carbon Roadmap
6 O'Connell Street
Asset Qualifier
Energy Consumption
Scope | Emission Source | SOURCE | UNIT COST | Units | BASE | CURRENT | FY25 | FY26 | FY27 | FY28 | FY29 | FY30 | FY31 | FY32 | FY33 | Reduction
NSW3 | Electricity Consumption | Black | 0.23335 | MWh | 981.135 | 981.135 | 981.135 | 981.135 | 562.848 | 562.848 | 562.848 | 562.848 | 562.848 | 478.21 | 478.21 | -51.26%
NSW3 | Annual Electricity Savings |  |  | MWh | 0 | 0 | 0 | 0 | -418.287 | -418.287 | -418.287 | -418.287 | -418.287 | -502.925 | -502.925 | -3097.285
Scope 1 | Gas Consumption |  | 28.6625 | GJ | 2892.948 | 2892.948 | 2892.948 | 2892.948 | 2792.522 | 2792.522 | 2792.522 | 2792.522 | 2792.522 | 1765.483 | 1765.483 | -38.97%
Scope 1 | Annual Gas Savings |  |  | GJ | 0 | 0 | 0 | 0 | -100.426 | -100.426 | -100.426 | -100.426 | -100.426 | -1127.465 | -1127.465 | -2757.06
Emissions profile
Scope | Emission Source |  |  | Units | BASE | CURRENT | FY25 | FY26 | FY27 | FY28 | FY29 | FY30 | FY31 | FY32 | FY33 | Reduction
NSW3 | Electricity - Renewable |  |  | t.CO2-e | 775.0967 | 364.0011 | 0 | 0 | 0 | 0 | 0 | 0 | 0 | 0 | 0 | 100%
Scope 1 | Gas |  |  | t.CO2-e | 149.0736 | 0 | 0 | 0 | 0 | 0 | 0 | 0 | 0 | 0 | 0 | 100%
Scope 3 | Water, waste and Utility scope 3 |  |  | t.CO2-e | 75.5133 | 0 | 0 | 0 | 0 | 0 | 0 | 0 | 0 | 0 | 0 | 100%
|  |  |  | t.CO2-e | 999.6836 | 364.0011 | 0 | 0 | 0 | 0 | 0 | 0 | 0 | 0 | 0 | 100%
|  |  |  | kg.CO2-e/m2 | 77.8709 | 28.3541 | 0 | 0 | 0 | 0 | 0 | 0 | 0 | 0 | 0
Net Zero Contribution
Scope | Emission Source |  |  | Units | BASE | CURRENT | FY25 | FY26 | FY27 | FY28 | FY29 | FY30 | FY31 | FY32 | FY33 | Reduction | [6 empty] | Notes:
Capital | Energy Efficiency |  |  | t.CO2-e | 0 | 0 | 0 | 0 | 261.0111 | 228.803 | 192.412 | 160.2039 | 135.9433 | 144.8424 | 132.7722 | 1255.9879
NSW3 | Renewable Electricity |  |  | t.CO2-e | 0 | 364.0011 | 716.2285 | 649.5114 | 351.2172 | 307.8779 | 258.9101 | 215.5708 | 182.9256 | 137.7245 | 126.2474 | 3310.2144
Scope 1 | Gas Offsets |  |  | t.CO2-e | 0 | 149.0736 | 149.0736 | 149.0736 | 143.8987 | 143.8987 | 143.8987 | 143.8987 | 143.8987 | 90.9753 | 90.9753 | 1348.6648
Scope 1 | Electrification |  |  | t.CO2-e | 0 | 0 | 0 | 0 | 5.175 | 5.175 | 5.175 | 5.175 | 5.175 | 58.0983 | 58.0983 | 142.0713
Scope 3 | Scope 3 Offsets |  |  | t.CO2-e | 0 | 70.091 | 64.6686 | 59.2462 | 53.8239 | 48.4015 | 42.9791 | 37.5568 | 32.1344 | 26.712 | 26.712 | 462.3256
Scope 3 | Scope 3 |  |  | t.CO2-e | 75.5133 | 0 | 0 | 0 | 0 | 0 | 0 | 0 | 0 | 0 | 0 | 0
Scope 1 | Gas |  |  | t.CO2-e | 149.0736 | 0 | 0 | 0 | 0 | 0 | 0 | 0 | 0 | 0 | 0 | 0
NSW3 | Grid Electricity |  |  | t.CO2-e | 775.0967 | 364.0011 | 0 | 0 | 0 | 0 | 0 | 0 | 0 | 0 | 0 | 364.0011 | [6 empty] | Note:
|  |  |  | t.CO2-e | 0 | 513.0747 | 865.3022 | 798.585 | 761.3019 | 685.7545 | 600.3957 | 524.8483 | 467.9425 | 431.6405 | 408.0933 | 6519.264 | [6 empty] | No projects are as yet in capex forecasyts
Energy and Carbon Costs |  | NSW2
Scope | Emission Source |  |  |  | BASE | CURRENT | FY25 | FY26 | FY27 | FY28 | FY29 | FY30 | FY31 | FY32 | FY33 | TOTAL
BASELINE - Do nothing scenario
NSW2 | Electricity Consumption costs - do nothing scenario |  |  |  | 219478.54 | 297626.3751 | 308043.2982 | 318824.8136 | 329983.6821 | 341533.111 | 353486.7699 | 365858.8068 | 439030.5682 | 454396.6381 | 470300.5204 | 3679084.5833
Scope 1 | Gas Consumption costs- do nothing scenario |  |  |  | 59093.7017 | 85406.6104 | 87968.8087 | 90607.873 | 93326.1092 | 96125.8924 | 99009.6692 | 101979.9593 | 105039.3581 | 108190.5388 | 111436.255 | 979091.0741
Scope 1 | Gas Offset Costs - ACCUs (Climate Active) |  |  |  |  | 8944.4166 | 8944.4166 | 8944.4166 | 8944.4166 | 8944.4166 | 8944.4166 | 8944.4166 | 8944.4166 | 8944.4166 | 8944.4166 | 89444.1663
Scope 3 | Scope 3 offsets (from FY24) |  |  |  |  | 3880.1165 | 3880.1165 | 3554.7745 | 3229.4326 | 2904.0906 | 2578.7486 | 2253.4067 | 1928.0647 | 1602.7228 | 1602.7228 | 27414.1962
TOTAL COSTS |  |  |  | Total Cost | 278572.2417 | 395857.5186 | 408836.64 | 421931.8778 | 435483.6405 | 449507.5107 | 464019.6044 | 479036.5894 | 554942.4076 | 573134.3163 | 592283.9148 | 4775034.0199
|  |  |  | Cost/m2 | 21.6995 | 30.8355 | 31.8466 | 32.8666 | 33.9222 | 35.0146 | 36.1451 | 37.3148 | 43.2276 | 44.6446 | 46.1363
ENERGY AND CARBON ROADMAP - Implement NABERS Roadmap projects scenario
NSW3 | Electricity Consumption Costs |  |  |  | 219478.54 | 297626.3751 | 308043.2982 | 318824.8136 | 189301.8346 | 195927.3988 | 202784.8578 | 209882.3278 | 251858.7934 | 221475.1449 | 229226.775 | 2424951.6192
Scope 1 | Gas Consumption costs |  |  |  | 59093.7017 | 85406.6104 | 87968.8087 | 90607.873 | 90086.3801 | 92788.9715 | 95572.6406 | 98439.8198 | 101393.0144 | 66025.5757 | 68006.3429 | 876296.0371
Scope 1 | Gas Offset Costs - ACCUs (Climate Active) | [5 empty] | 8944.4166 | 8944.4166 | 8633.9195 | 8633.9195 | 8633.9195 | 8633.9195 | 8633.9195 | 5458.5203 | 5458.5203 | 71975.4715
Scope 3 | Scope 3 offsets (from FY24) - ACCUs | [5 empty] | 3880.1165 | 3554.7745 | 3229.4326 | 2904.0906 | 2578.7486 | 2253.4067 | 1928.0647 | 1602.7228 | 1602.7228 | 23534.0798
TOTAL COSTS |  |  |  | Total Cost | 278572.2417 | 383032.9855 | 408836.64 | 421931.8778 | 291251.5668 | 300254.3804 | 309570.1666 | 319209.4739 | 363813.7921 | 294561.9637 | 304294.361 | 3396757.2076
|  |  |  | Cost/m2 | 21.6995 | 29.8366 | 31.8466 | 32.8666 | 22.6872 | 23.3885 | 24.1141 | 24.865 | 28.3395 | 22.9451 | 23.7032 | 264.5923
TOTAL SAVINGS |  |  |  | Savings | 0 | -12824.5331 | 0 | 0 | -144232.0737 | -149253.1302 | -154449.4378 | -159827.1156 | -191128.6156 | -278572.3526 | -287989.5538 | -1378276.8124
|  |  |  | Cost/m2 | 0 | -0.99897 | 0 | 0 | -11.235 | -11.6262 | -12.0309 | -12.4498 | -14.8881 | -21.6996 | -22.4331 | -107.3617
CAPITAL COSTS - NABERS Roadmap
| All Identified Projects |  |  | TOTAL COSTS ($) |  | 0 | 983750 | 0 | 0 | 0 | 0 | 1166625 | 0 | 0 | 0 | 2150375
|  |  |  | TOTAL SAVINGS ($) | 0 | -12824.5331 | 0 | 0 | -144232.0737 | -149253.1302 | -154449.4378 | -159827.1156 | -191128.6156 | -278572.3526 | -287989.5538 | -1378276.8124
|  |  |  | TOTAL SAVINGS ($/m2) | 0 | 0.99897 | 0 | 0 | 11.235 | 11.6262 | 12.0309 | 12.4498 | 14.8881 | 21.6996 | 22.4331
NABERS Roadmap | [16 empty] | Notes and Summary Outcomes |  |  |  | ^ includes projects implemented in FY32
Current rating information |  | p2059 |  | Weighted Average | BASE | CURRENT | FY25 | FY26 | FY27 | FY28 | FY29 | FY30 | FY31 | FY32 | FY33 | TOTAL | ESG ROADMAP |  | ELECTRIFICATION PLAN |  | TENANT METERING
Last rating date |  | 2023-03-31 |  | 6 O'Connell Street | 4.7629 | 4.7629 | 4.7629 | 5.3353 | 5.5161 | 5.5161 | 5.5161 | 5.5161 | 5.7079 | 5.7717 | 5.7717 | 1.0088 | Status | Complete | Status | Underway | Status | Not Complete
State |  | NSW | [14 empty] | Total Cost | 1235375 | Total Cost | 875000 | Collection process | none
NABERS Rating Type (Base/Whole) |  | Base | 2023 NABERS | IOM | 5.2362 | 5.2411 | 5.2497 | 5.3201 | 5.3392 | 5.3755 | 5.3907 | 5.3929 | 5.4401 | 5.4606 | 5.493 | 0.25674 | Annual Savings | 134704.0639 | Progress by FY32 | 38.97% | NLA covered | 0%
Postcode |  | 2000 | [14 empty] | Est IRR | 6.96% | Est. 100% completion | TBA | Cost for automation | 40000
Rated Area |  | 13004 | [14 empty] | NABERS Improvement | 0.25674 |  |  | ETA 100% coverage | #NAME?
Rated Hours |  | 50 | [14 empty] | FY32 NABERS | 5.7717 |  |  | Tenant spec. data | 0%
Electricity Consumption (MWh) |  | 981.135 | [14 empty] | FY33 NABERS^ | 5.7717
Gas Consumption (GJ) |  | 2892.948 | [14 empty] | Total Electricity Reduction | -51.26%
NABERS Benchmark Factor |  | 76.86 | -44.39% | [13 empty] | Total Gas Reduction | -38.97%
| Current NABERS Energy Rating: | 4.7629
Identified Projects | [5 empty] | 2024-06-30 | 2025-06-30 | 2026-06-30 | 2027-06-30 | 2028-06-30 | 2029-06-30 | 2030-06-30 | 2031-06-30 | 2032-06-30 | 2033-06-30 | 2034-06-30 | Project Classifications
Job Number | Job Description | Predicted Reduction (MWh) | Predicted Reduction (MJ) | Estimated completion date | Total Expected Cost ($) | CURRENT | FY25 | FY26 | FY27 | FY28 | FY29 | FY30 | FY31 | FY32 | FY33 | YR 11-20 | Efficiency | Electrification | Tenant Metering | NABERS | Est IRR | Opex | Life-cycle
| Optimal Start Strategy | -18.766 |  | 2025-06-30 | 7500 | 0 | 7500 | 0 | 0 | 0 | 0 | 0 | 0 | 0 | 0 | 0 | Yes |  |  | #DIV/0! | 58.39%
| Chiller Pump Strategy | -39.032 |  | 2025-06-30 | 15000 | 0 | 15000 | 0 | 0 | 0 | 0 | 0 | 0 | 0 | 0 | 0 | Yes |  |  | #DIV/0! | 60.72%
| CO2 Control Strategy | -27.896 | -100.426 | 2025-06-30 | 15000 | 0 | 15000 | 0 | 0 | 0 | 0 | 0 | 0 | 0 | 0 | 0 | Yes |  |  | #DIV/0! | 62.59%
| Chiller 2 Replacement | -207.036 |  | 2025-06-30 | 781250 | 0 | 781250 | 0 | 0 | 0 | 0 | 0 | 0 | 0 | 0 | 0 | Yes |  |  | #DIV/0! | 6.184%
| Metering Upgrade (base building systems) |  |  | 2025-06-30 | 56250 | 0 | 56250 | 0 | 0 | 0 | 0 | 0 | 0 | 0 | 0 | 0 | Yes |  |  | #DIV/0! | 0%
| Lobby Temperature Reset | -3.5 |  | 2025-06-30 | 1250 | 0 | 1250 | 0 | 0 | 0 | 0 | 0 | 0 | 0 | 0 | 0 | Yes |  |  | #DIV/0! | 65.34%
| Supply Airflow Reset | -122.057 |  | 2025-06-30 | 67500 | 0 | 67500 | 0 | 0 | 0 | 0 | 0 | 0 | 0 | 0 | 0 | Yes |  |  | #DIV/0! | 42.19%
| Floor by Floor Internal Zone Airflow Control | -113.832 |  | 2030-06-30 | 115625 | 0 | 0 | 0 | 0 | 0 | 0 | 115625 | 0 | 0 | 0 | 0 | Yes |  |  | #DIV/0! | 22.97%
| Floor by Floor Perimeter Zone Airflow Control | -43.806 |  | 2030-06-30 | 176000 | 0 | 0 | 0 | 0 | 0 | 0 | 176000 | 0 | 0 | 0 | 0 | Yes |  |  | #DIV/0! | 5.808%
| Lobby Entrance Airlock |  |  | 2030-06-30 | 0 | 0 | 0 | 0 | 0 | 0 | 0 | 0 | 0 | 0 | 0 | 0 | Yes |  |  | #DIV/0!
| Hybrid Boiler / Heat Pump Heating | 73 | -1027.039 | 2030-06-30 | 875000 | 0 | 0 | 0 | 0 | 0 | 0 | 875000 | 0 | 0 | 0 | 0 |  | Yes |  | #DIV/0! | 1.418%
| Heating Coils Replacement to suit heat pumps |  |  | 2027-06-30 | 0 | 0 | 0 | 0 | 0 | 0 | 0 | 0 | 0 | 0 | 0 | 0 |  | Yes |  | #DIV/0!
| Cooling Tower TDS Bleed Control |  |  | 2027-06-30 |  | 0 | 0 | 0 | 0 | 0 | 0 | 0 | 0 | 0 | 0 | 0 | Yes |  |  | #DIV/0!
| Water Monitoring |  |  | 2033-06-20 |  | 0 | 0 | 0 | 0 | 0 | 0 | 0 | 0 | 0 | 0 | 0 | Yes |  |  | #DIV/0!
| Rainwater Reuse for Toilets |  |  | 2034-06-20 |  | 0 | 0 | 0 | 0 | 0 | 0 | 0 | 0 | 0 | 0 | 0 | Yes |  |  | #DIV/0!
| Tenant electricity sub-metering |  |  | 2025-06-30 | 40000 | 0 | 40000 | 0 | 0 | 0 | 0 | 0 | 0 | 0 | 0 | 0 |  |  | Yes | #DIV/0! | 0%
#DIV/0! | bar: 2034-06-30
#DIV/0! | bar: 2034-06-30
#DIV/0! | bar: 2034-06-30
#DIV/0! | bar: 2034-06-30
#DIV/0!
|  | -502.925 | -1127.465 |  | 2150375 | 0 | 983750 | 0 | 0 | 0 | 0 | 1166625 | 0 | 0 | 0 | 0 | 1235375 | 875000 | 40000 | #DIV/0! | 6.96% | 0 | 0
#NAME?
[17 empty] | MWh saved in FY13 | 452.6325
[17 empty] | Current Rating: | 4.7629
[17 empty] | Expected Rating at 31/3/2024: | 4.7629
[17 empty] | Expected Rating at 31/3/2025: | 4.7629
[17 empty] | Expected Rating at 31/3/2026: | 5.3353 | [7 empty] | 5.7717 | 0 | 0 | 0 | 0
[17 empty] | Expected Rating at 31/3/2027: | 5.5161
[17 empty] | Expected Rating at 31/3/2028: | 5.5161
[17 empty] | Expected Rating at 31/3/2029: | 5.5161
[17 empty] | Expected Rating at 31/3/2030: | 5.5161
[17 empty] | Expected Rating at 31/3/2031: | 5.7079
[17 empty] | Expected Rating at 31/3/2032: | 5.7717
[17 empty] | Expected Rating at 31/3/2033: | 5.7717
[38 empty] | Stars | NSW (2000) | VIC (3000) | QLD (4000) | SA (5000) | WA (6000) |  | Stars | NSW (2000) | VIC (3000) | QLD (4000) | SA (5000) | WA (6000) | Stars | Intensity | Unit | base + diff |  | Base | Whole Building
[38 empty] | 6 | 34.795 | 42.145 | 35.585 | 20.915 | 26.98 |  | 6 | 64.76 | 69.5 | 59.815 | 33.69 | 44.87 | 6 | 34.795 | kg/m2 |  |  | 34.795 | 64.76
[25 empty] | PLEASE DO NOT CHANGE ANYTHING IN THE CELLS IN THIS SECTION OF THE CALCULATOR | [12 empty] | 5.5 | 52.1925 | 63.2175 | 53.3775 | 31.3725 | 40.47 |  | 5.5 | 97.14 | 104.25 | 89.7225 | 50.535 | 67.305 | 5.5 | 52.1925 | kg/m2 |  |  | 52.1925 | 97.14 |  |  | Elec (kg/MWh) | Gas (kG/GJ)
[37 empty] | Base Building | 5 | 69.59 | 84.29 | 71.17 | 41.83 | 53.96 | Whole Building | 5 | 129.52 | 139 | 119.63 | 67.38 | 89.74 | 5 | 69.59 | kg/m2 | 69.59 |  | 69.59 | 129.52 |  | ACT | 810 | 51.33 | 2000 |  |  |  |  | Economy Cycle | Identified only | All |  | NLA: | 13004 | m2 | Emissions/m2 | 72.5326
[19 empty] | 152 | Cost/MWh | [17 empty] | 4.5 | 84.92 | 101.75 | 80.29 | 51.46 | 62.39 |  | 4.5 | 158.69 | 166.57 | 142.47 | 84.06 | 105.77 | 4.5 | 84.92 | kg/m2 | 15.33 |  | 84.92 | 158.69 |  | NSW | 810 | 51.33 | 2000 |  | 15.1504 | El - converter | 64.7595 | BMS | Business case written | Summer |  | Current ABGR rating (w'out GP): | 5.1575 | stars | t.CO2 | 943214.3708
[38 empty] | 4 | 100.25 | 120.31 | 89.42 | 61.1 | 70.83 |  | 4 | 187.86 | 194.15 | 165.3 | 100.73 | 121.79 | 4 | 100.25 | kg/m2 | 15.33 |  | 100.25 | 187.86 |  | QLD | 810 | 51.33 | 3000 |  | 239.0775 | Gas - converter | 12.1005 | HVAC | Approved to implement | Winter |  | ABGR Electricity intensity: | 64.7595 | kg/m2 | Electrical emissions | 794719.35
[38 empty] | 3.5 | 115.57 | 138.88 | 98.54 | 70.74 | 79.26 |  | 3.5 | 217.04 | 221.73 | 188.13 | 117.41 | 137.82 | 3.5 | 115.57 | kg/m2 | 15.32 |  | 115.57 | 217.04 |  | SA | 770 | 51.33 | 4000 |  |  |  |  | Chillers | Rejected, do not persue | Shoulder |  | Current NABERS Water rating: |  | stars | Gas emissions | 148495.0208
[38 empty] | 3 | 130.9 | 157.45 | 107.66 | 80.38 | 87.69 |  | 3 | 246.21 | 249.31 | 210.96 | 134.09 | 153.85 | 3 | 130.9 | kg/m2 | 15.33 |  | 130.9 | 246.21 |  | VIC | 980 | 51.33 | 5000 |  | 0.152 |  |  | VSDs | Rejected but reconsider |  |  | Energy performance tracking | Consumption | Unit |  | 72.5326
[38 empty] | 2.5 | 146.23 | 176.01 | 116.79 | 90.02 | 96.12 |  | 2.5 | 275.38 | 276.89 | 233.79 | 150.77 | 169.87 | 2.5 | 146.23 | kg/m2 | 15.33 |  | 146.23 | 275.38 |  | WA | 680 | 51.33 | 6000 |  |  |  |  | Lighting replacement and controls | Complete |  |  | Current Electricity Consumption: | 981.135 | MWh |  |  | 4.7629
[21 empty] | Average Electricity Price ($/kWh): | 0.152 | [15 empty] | 2 | 161.56 | 194.58 | 125.91 | 99.65 | 104.55 |  | 2 | 304.55 | 304.47 | 256.62 | 167.44 | 185.9 | 2 | 161.56 | kg/m2 | 15.33 |  | 161.56 | 304.55 | [9 empty] | Condensor water loop |  |  |  | Current Gas Consumption | 2892.948 | GJ |  | 148495.0208
[38 empty] | 1.5 | 176.89 | 213.15 | 135.04 | 109.29 | 112.98 |  | 1.5 | 333.72 | 332.05 | 279.45 | 184.12 | 201.92 | 1.5 | 176.89 | kg/m2 | 15.33 |  | 176.89 | 333.72 | [9 empty] | CO/CO2 sensors |  |  |  | ABGR Gas Intensity | 12.1005
[21 empty] | Rating benefit calulator | [16 empty] | 1 | 192.21 | 231.71 | 144.16 | 118.93 | 121.42 |  | 1 | 362.89 | 359.62 | 302.28 | 200.8 | 217.95 | 1 | 192.21 | kg/m2 | 15.32 |  | 192.21 | 362.89 | [9 empty] | Submetering |  |  |  |  | 76.86
[39 empty] | NSW | VIC | QLD | SA | WA |  |  | NSW | VIC | QLD | SA | WA | [16 empty] | Cooling Tower
[6 empty] | 2024-06-30 | 2025-06-30 | 2026-06-30 | 2027-06-30 | 2028-06-30 | 2029-06-30 | 2030-06-30 | 2031-06-30 | 2032-06-30 | 2033-06-30 | 2034-06-30 | [5 empty] | Savings | Payback | + stars | kg/m2 | 2024-03-31 | 2025-03-31 | 2026-03-31 | 2027-03-31 | 2028-03-31 | 2029-03-31 | 2030-03-31 | 2031-03-31 | 2032-03-31 | 2033-03-31 | 2034-03-31 | full year saving for business case |  | capex | opex | [14 empty] | 84.92 | Stars | 69.59 | 15.33 | 15.33 | 15.32 | 15.33 | 15.33 | 15.33 | 15.33 | 15.32 |  |  |  |  | Lift | [7 empty] | Base | Whole Building
[6 empty] | 0 | 0 | 0 | -18.766 | -18.766 | -18.766 | -18.766 | -18.766 | -18.766 | -18.766 | -18.766 | [5 empty] | 0 | #DIV/0! | 0 | 0 | 0 | 0 | 0 | 0 | 0 | 0 | 0 | 0 | 0 | 0 | 0 | 0 | 0 | 0 | 0 | [14 empty] | 84.92 | Current | 76.86 | [12 empty] | Hot Water
[6 empty] | 0 | 0 | 0 | -39.032 | -39.032 | -39.032 | -39.032 | -39.032 | -39.032 | -39.032 | -39.032 | [5 empty] | -2852.432 | 2.6293 | -0.080799 | -1.2386 | 0 | 0 | -0.92983 | -1.2386 | -1.2386 | -1.2386 | -1.2386 | -1.2386 | -1.2386 | -1.2386 | -1.2386 | -18.766 | 0 | 7500 | 0 | [14 empty] | 84.92 | 2025-03-31 | 76.86 | [12 empty] | Renewables | [6 empty] | Stars | NSW | NSW | Stars | (to invert)
[6 empty] | 0 | 0 | 0 | -27.896 | -27.896 | -27.896 | -27.896 | -27.896 | -27.896 | -27.896 | -27.896 | [5 empty] | -5932.864 | 2.5283 | -0.16806 | -2.5763 | 0 | 0 | -1.934 | -2.5763 | -2.5763 | -2.5763 | -2.5763 | -2.5763 | -2.5763 | -2.5763 | -2.5763 | -39.032 | 0 | 15000 | 0 | [14 empty] | 84.92 | 2026-03-31 | 57.9232 | [12 empty] | Other | [6 empty] | 1 | 192.21 | 362.89 | 5 | 69.59 | 129.52
[6 empty] | 0 | 0 | 0 | -207.036 | -207.036 | -207.036 | -207.036 | -207.036 | -207.036 | -207.036 | -207.036 | [5 empty] | -4240.192 | 3.5376 | -0.14751 | -2.2613 | 0 | 0 | -1.6975 | -2.2613 | -2.2613 | -2.2613 | -2.2613 | -2.2613 | -2.2613 | -2.2613 | -2.2613 | -27.896 | -100.426 | 15000 | 0 | [14 empty] | 84.92 | 2027-03-31 | 51.6339 | [19 empty] | 1.5 | 176.89 | 333.72 | 4.5 | 84.92 | 158.69
[6 empty] | 0 | 0 | 0 | 0 | 0 | 0 | 0 | 0 | 0 | 0 | 0 | [5 empty] | -31469.472 | 24.8256 | -0.89141 | -13.6654 | 0 | 0 | -10.2584 | -13.6654 | -13.6654 | -13.6654 | -13.6654 | -13.6654 | -13.6654 | -13.6654 | -13.6654 | -207.036 | 0 | 781250 | 0 | [14 empty] | 84.92 | 2028-03-30 | 51.6339 | [19 empty] | 2 | 161.56 | 304.55 | 4 | 100.25 | 187.86
[6 empty] | 0 | 0 | 0 | -3.5 | -3.5 | -3.5 | -3.5 | -3.5 | -3.5 | -3.5 | -3.5 | [5 empty] | 0 | #DIV/0! | 0 | 0 | 0 | 0 | 0 | 0 | 0 | 0 | 0 | 0 | 0 | 0 | 0 | 0 | 0 | 56250 | 0 | [14 empty] | 84.92 | 2029-03-30 | 51.6339 | [19 empty] | 2.5 | 146.23 | 275.38 | 3.5 | 115.57 | 217.04
[6 empty] | 0 | 0 | 0 | -122.057 | -122.057 | -122.057 | -122.057 | -122.057 | -122.057 | -122.057 | -122.057 | [5 empty] | -532 | 2.3496 | -0.01507 | -0.23102 | 0 | 0 | -0.17342 | -0.23102 | -0.23102 | -0.23102 | -0.23102 | -0.23102 | -0.23102 | -0.23102 | -0.23102 | -3.5 | 0 | 1250 | 0 | [14 empty] | 84.92 | 2030-03-30 | 51.6339 | [19 empty] | 3 | 130.9 | 246.21 | 3 | 130.9 | 246.21
[6 empty] | 0 | 0 | 0 | 0 | 0 | 0 | 0 | 0 | -113.832 | -113.832 | -113.832 | [5 empty] | -18552.664 | 3.6383 | -0.52553 | -8.0563 | 0 | 0 | -6.0478 | -8.0563 | -8.0563 | -8.0563 | -8.0563 | -8.0563 | -8.0563 | -8.0563 | -8.0563 | -122.057 | 0 | 67500 | 0 | [14 empty] | 84.92 | 2031-03-30 | 44.9572 | [19 empty] | 3.5 | 115.57 | 217.04 | 2.5 | 146.23 | 275.38
[6 empty] | 0 | 0 | 0 | 0 | 0 | 0 | 0 | 0 | -43.806 | -43.806 | -43.806 | [5 empty] | -17302.464 | 6.6826 | -0.49011 | -7.5134 | 0 | 0 | 0 | 0 | 0 | 0 | 0 | -5.6402 | -7.5134 | -7.5134 | -7.5134 | -113.832 | 0 | 115625 | 0 | [14 empty] | 84.92 | 2032-03-29 | 42.7398 | [19 empty] | 4 | 100.25 | 187.86 | 2 | 161.56 | 304.55
[6 empty] | 0 | 0 | 0 | 0 | 0 | 0 | 0 | 0 | 0 | 0 | 0 | [5 empty] | -6658.512 | 26.4323 | -0.18861 | -2.8914 | 0 | 0 | 0 | 0 | 0 | 0 | 0 | -2.1705 | -2.8914 | -2.8914 | -2.8914 | -43.806 | 0 | 176000 | 0 | [14 empty] | 84.92 | 2033-03-29 | 42.7398 | [19 empty] | 4.5 | 84.92 | 158.69 | 1.5 | 176.89 | 333.72
[6 empty] | 0 | 0 | 0 | 0 | 0 | 0 | 0 | 0 | 73 | 73 | 73 | [5 empty] | 0 | #DIV/0! | 0 | 0 | 0 | 0 | 0 | 0 | 0 | 0 | 0 | 0 | 0 | 0 | 0 | 0 | 0 | 0 | 0 | [36 empty] | 5 | 69.59 | 129.52 | 1 | 192.21 | 362.89
[6 empty] | 0 | 0 | 0 | 0 | 0 | 0 | 0 | 0 | 0 | 0 | 0 | [5 empty] | 11096 | -78.8572 | 0.034084 | 0.5225 | 0 | 0 | 0 | 0 | 0 | 0 | 0 | 0.39224 | 0.5225 | 0.5225 | 0.5225 | 73 | -1027.039 | 875000 | 0
[6 empty] | 0 | 0 | 0 | 0 | 0 | 0 | 0 | 0 | 0 | 0 | 0 | [5 empty] | 0 | #DIV/0! | 0 | 0 | 0 | 0 | 0 | 0 | 0 | 0 | 0 | 0 | 0 | 0 | 0 | 0 | 0 | 0 | 0
[6 empty] | 0 | 0 | 0 | 0 | 0 | 0 | 0 | 0 | 0 | 0 | 0 | [5 empty] | 0 | #DIV/0! | 0 | 0 | 0 | 0 | 0 | 0 | 0 | 0 | 0 | 0 | 0 | 0 | 0 | 0 | 0 | 0 | 0
[6 empty] | 0 | 0 | 0 | 0 | 0 | 0 | 0 | 0 | 0 | 0 | 0 | [5 empty] | 0 | #DIV/0! | 0 | 0 | 0 | 0 | 0 | 0 | 0 | 0 | 0 | 0 | 0 | 0 | 0 | 0 | 0 | 0 | 0
[6 empty] | 0 | 0 | 0 | 0 | 0 | 0 | 0 | 0 | 0 | 0 | 0 | [5 empty] | 0 | #DIV/0! | 0 | 0 | 0 | 0 | 0 | 0 | 0 | 0 | 0 | 0 | 0 | 0 | 0 | 0 | 0 | 0 | 0
[6 empty] | 0 | 0 | 0 | 0 | 0 | 0 | 0 | 0 | 0 | 0 | 0 | [5 empty] | 0 | #DIV/0! | 0 | 0 | 0 | 0 | 0 | 0 | 0 | 0 | 0 | 0 | 0 | 0 | 0 | 0 | 0 | 40000 | 0
[6 empty] | 0 | 0 | 0 | 0 | 0 | 0 | 0 | 0 | 0 | 0 | 0 | [5 empty] | 0 | #DIV/0! | 0 | 0 | 0 | 0 | 0 | 0 | 0 | 0 | 0 | 0 | 0 | 0 | 0 | 0 | 0 | 0 | 0
[6 empty] | 0 | 0 | 0 | 0 | 0 | 0 | 0 | 0 | 0 | 0 | 0 | [5 empty] | 0 | #DIV/0! | 0 | 0 | 0 | 0 | 0 | 0 | 0 | 0 | 0 | 0 | 0 | 0 | 0 | 0 | 0 | 0 | 0
[6 empty] | 0 | 0 | 0 | 0 | 0 | 0 | 0 | 0 | 0 | 0 | 0 | [5 empty] | 0 | #DIV/0! | 0 | 0 | 0 | 0 | 0 | 0 | 0 | 0 | 0 | 0 | 0 | 0 | 0 | 0 | 0 | 0 | 0
[6 empty] | 0 | 0 | 0 | 0 | 0 | 0 | 0 | 0 | 0 | 0 | 0 | [5 empty] | 0 | #DIV/0! | 0 | 0 | 0 | 0 | 0 | 0 | 0 | 0 | 0 | 0 | 0 | 0 | 0 | 0 | 0 | 0 | 0
[6 empty] | 0 | 0 | 0 | 0 | 0 | 0 | 0 | 0 | 0 | 0 | 0 | [5 empty] | 0 | #DIV/0! | 0 | 0 | 0 | 0 | 0 | 0 | 0 | 0 | 0 | 0 | 0 | 0 | 0 | 0 | 0 | 0 | 0
[6 empty] | 0 | 0 | 0 | 0 | 0 | 0 | 0 | 0 | 0 | 0 | 0 | [5 empty] | 0 | #DIV/0! | 0 | 0 | 0 | 0 | 0 | 0 | 0 | 0 | 0 | 0 | 0 | 0 | 0 | 0 | 0 | 0 | 0
[6 empty] | 0 | 0 | 0 | 0 | 0 | 0 | 0 | 0 | 0 | 0 | 0 | [5 empty] | 0 | #DIV/0! | 0 | 0 | 0 | 0 | 0 | 0 | 0 | 0 | 0 | 0 | 0 | 0 | 0 | 0 | 0 | 0 | 0
[6 empty] | 0 | 0 | 0 | 0 | 0 | 0 | 0 | 0 | 0 | 0 | 0 | [5 empty] | 0 | #DIV/0! | 0 | 0 | 0 | 0 | 0 | 0 | 0 | 0 | 0 | 0 | 0 | 0 | 0 | 0 | 0 | 0 | 0
[6 empty] | 0 | 0 | 0 | 0 | 0 | 0 | 0 | 0 | 0 | 0 | 0 | [5 empty] | 0 | #DIV/0! | 0 | 0 | 0 | 0 | 0 | 0 | 0 | 0 | 0 | 0 | 0 | 0 | 0 | 0 | 0 | 0 | 0
[6 empty] | 0 | 0 | 0 | 0 | 0 | 0 | 0 | 0 | 0 | 0 | 0 | [5 empty] | 0 | #DIV/0! | 0 | 0 | 0 | 0 | 0 | 0 | 0 | 0 | 0 | 0 | 0 | 0 | 0 | 0 | 0 | 0 | 0
[6 empty] | 0 | 0 | 0 | 0 | 0 | 0 | 0 | 0 | 0 | 0 | 0 | [5 empty] | 0 | #DIV/0! | 0 | 0 | 0 | 0 | 0 | 0 | 0 | 0 | 0 | 0 | 0 | 0 | 0 | 0 | 0 | 0 | 0
[6 empty] | 0 | 0 | 0 | 0 | 0 | 0 | 0 | 0 | 0 | 0 | 0 | [5 empty] | 0 | #DIV/0! | 0 | 0 | 0 | 0 | 0 | 0 | 0 | 0 | 0 | 0 | 0 | 0 | 0 | 0 | 0 | 0 | 0
[6 empty] | 0 | 0 | 0 | 0 | 0 | 0 | 0 | 0 | 0 | 0 | 0 | [5 empty] | 0 | #DIV/0! | 0 | 0 | 0 | 0 | 0 | 0 | 0 | 0 | 0 | 0 | 0 | 0 | 0 | 0 | 0 | 0 | 0
[6 empty] | 0 | 0 | 0 | 0 | 0 | 0 | 0 | 0 | 0 | 0 | 0 | [5 empty] | 0 | #DIV/0! | 0 | 0 | 0 | 0 | 0 | 0 | 0 | 0 | 0 | 0 | 0 | 0 | 0 | 0 | 0 | 0 | 0
[6 empty] | 0 | 0 | 0 | 0 | 0 | 0 | 0 | 0 | 0 | 0 | 0 | [5 empty] | 0 | #DIV/0! | 0 | 0 | 0 | 0 | 0 | 0 | 0 | 0 | 0 | 0 | 0 | 0 | 0 | 0 | 0 | 0 | 0
[6 empty] | 0 | 0 | 0 | 0 | 0 | 0 | 0 | 0 | 0 | 0 | 0 | [5 empty] | 0 | #DIV/0! | 0 | 0 | 0 | 0 | 0 | 0 | 0 | 0 | 0 | 0 | 0 | 0 | 0 | 0 | 0 | 0 | 0
[6 empty] | 0 | 0 | 0 | 0 | 0 | 0 | 0 | 0 | 0 | 0 | 0 | [5 empty] | 0 | #DIV/0! | 0 | 0 | 0 | 0 | 0 | 0 | 0 | 0 | 0 | 0 | 0 | 0 | 0 | 0 | 0 | 0 | 0
[6 empty] | 0 | 0 | 0 | 0 | 0 | 0 | 0 | 0 | 0 | 0 | 0 | [5 empty] | 0 | #DIV/0! | 0 | 0 | 0 | 0 | 0 | 0 | 0 | 0 | 0 | 0 | 0 | 0 | 0 | 0 | 0 | 0 | 0
[6 empty] | 0 | 0 | 0 | 0 | 0 | 0 | 0 | 0 | 0 | 0 | 0 | [5 empty] | 0 | #DIV/0! | 0 | 0 | 0 | 0 | 0 | 0 | 0 | 0 | 0 | 0 | 0 | 0 | 0 | 0 | 0 | 0 | 0
[6 empty] | 0 | 0 | 0 | 0 | 0 | 0 | 0 | 0 | 0 | 0 | 0 | [5 empty] | 0 | #DIV/0! | 0 | 0 | 0 | 0 | 0 | 0 | 0 | 0 | 0 | 0 | 0 | 0 | 0 | 0 | 0 | 0 | 0
[6 empty] | 0 | 0 | 0 | 0 | 0 | 0 | 0 | 0 | 0 | 0 | 0 | [5 empty] | 0 | #DIV/0! | 0 | 0 | 0 | 0 | 0 | 0 | 0 | 0 | 0 | 0 | 0 | 0 | 0 | 0 | 0 | 0 | 0
[6 empty] | 0 | 0 | 0 | 0 | 0 | 0 | 0 | 0 | 0 | 0 | 0 | [5 empty] | 0 | #DIV/0! | 0 | 0 | 0 | 0 | 0 | 0 | 0 | 0 | 0 | 0 | 0 | 0 | 0 | 0 | 0 | 0 | 0
[6 empty] | 0 | 0 | 0 | 0 | 0 | 0 | 0 | 0 | 0 | 0 | 0 | [5 empty] | 0 | #DIV/0! | 0 | 0 | 0 | 0 | 0 | 0 | 0 | 0 | 0 | 0 | 0 | 0 | 0 | 0 | 0 | 0 | 0
[6 empty] | 0 | 0 | 0 | 0 | 0 | 0 | 0 | 0 | 0 | 0 | 0 | [5 empty] | 0 | #DIV/0! | 0 | 0 | 0 | 0 | 0 | 0 | 0 | 0 | 0 | 0 | 0 | 0 | 0 | 0 | 0 | 0 | 0
[6 empty] | 0 | 0 | 0 | 0 | 0 | 0 | 0 | 0 | 0 | 0 | 0 | [5 empty] | 0 | #DIV/0! | 0 | 0 | 0 | 0 | 0 | 0 | 0 | 0 | 0 | 0 | 0 | 0 | 0 | 0 | 0 | 0 | 0
[6 empty] | 0 | 0 | 0 | 0 | 0 | 0 | 0 | 0 | 0 | 0 | 0 | [5 empty] | 0 | #DIV/0! | 0 | 0 | 0 | 0 | 0 | 0 | 0 | 0 | 0 | 0 | 0 | 0 | 0 | 0 | 0 | 0 | 0
[22 empty] | 0 | #DIV/0! | 0 | 0 | 0 | 0 | 0 | 0 | 0 | 0 | 0 | 0 | 0 | 0 | 0 | 0 | 0 | 0 | 0
[22 empty] | 0 | #DIV/0! | 0 | 0 | 0 | 0 | 0 | 0 | 0 | 0 | 0 | 0 | 0 | 0 | 0 | 0 | 0 | 0 | 0
[24 empty] | 0 | 0 | 0 | 0 | 0 | 0 | 0 | 0 | 0 | 0 | 0 | 0 | 0 | 0 | 0 | 0 | 0
[24 empty] | 0 | 0 | 0 | 0 | 0 | 0 | 0 | 0 | 0 | 0 | 0 | 0 | 0 | 0 | 0 | 0 | 0
[5 empty] | Electricity savings | 0 | 0 | 0 | -418.287 | -418.287 | -418.287 | -418.287 | -418.287 | -502.925 | -502.925 | -502.925 | [6 empty] | #DIV/0! | TOTAL |  | 0 | 0 | -18.9368 | -25.2261 | -25.2261 | -25.2261 | -25.2261 | -31.9028 | -34.1202 | -34.1202 | -34.1202 | -452.6325 | -1014.7185 | 2150375 | 0
[24 empty] | FY Performance | 76.86 | 76.86 | 76.86 | 57.9232 | 51.6339 | 51.6339 | 51.6339 | 51.6339 | 44.9572 | 42.7398 | 42.7398 | 42.7398
[24 empty] | Star Rating | 4.7629 | 4.7629 | 4.7629 | 5.3353 | 5.5161 | 5.5161 | 5.5161 | 5.5161 | 5.7079 | 5.7717 | 5.7717 | 5.7717
[6 empty] | 0 | 0 | 0 | 0 | 0 | 0 | 0 | 0 | 0 | 0 | 0
[6 empty] | 0 | 0 | 0 | 0 | 0 | 0 | 0 | 0 | 0 | 0 | 0
[6 empty] | 0 | 0 | 0 | -100.426 | -100.426 | -100.426 | -100.426 | -100.426 | -100.426 | -100.426 | -100.426
[6 empty] | 0 | 0 | 0 | 0 | 0 | 0 | 0 | 0 | 0 | 0 | 0
[6 empty] | 0 | 0 | 0 | 0 | 0 | 0 | 0 | 0 | 0 | 0 | 0
[6 empty] | 0 | 0 | 0 | 0 | 0 | 0 | 0 | 0 | 0 | 0 | 0 | [9 empty] | 2150375 | 0
[6 empty] | 0 | 0 | 0 | 0 | 0 | 0 | 0 | 0 | 0 | 0 | 0 | [9 empty] | 2903006.25 | 0
[6 empty] | 0 | 0 | 0 | 0 | 0 | 0 | 0 | 0 | 0 | 0 | 0
[6 empty] | 0 | 0 | 0 | 0 | 0 | 0 | 0 | 0 | 0 | 0 | 0
[6 empty] | 0 | 0 | 0 | 0 | 0 | 0 | 0 | 0 | 0 | 0 | 0
[6 empty] | 0 | 0 | 0 | 0 | 0 | 0 | 0 | 0 | -1027.039 | -1027.039 | -1027.039
[6 empty] | 0 | 0 | 0 | 0 | 0 | 0 | 0 | 0 | 0 | 0 | 0
[6 empty] | 0 | 0 | 0 | 0 | 0 | 0 | 0 | 0 | 0 | 0 | 0
[6 empty] | 0 | 0 | 0 | 0 | 0 | 0 | 0 | 0 | 0 | 0 | 0
[6 empty] | 0 | 0 | 0 | 0 | 0 | 0 | 0 | 0 | 0 | 0 | 0
[6 empty] | 0 | 0 | 0 | 0 | 0 | 0 | 0 | 0 | 0 | 0 | 0
[6 empty] | 0 | 0 | 0 | 0 | 0 | 0 | 0 | 0 | 0 | 0 | 0
[6 empty] | 0 | 0 | 0 | 0 | 0 | 0 | 0 | 0 | 0 | 0 | 0
[6 empty] | 0 | 0 | 0 | 0 | 0 | 0 | 0 | 0 | 0 | 0 | 0
[6 empty] | 0 | 0 | 0 | 0 | 0 | 0 | 0 | 0 | 0 | 0 | 0
[6 empty] | 0 | 0 | 0 | 0 | 0 | 0 | 0 | 0 | 0 | 0 | 0
[6 empty] | 0 | 0 | 0 | 0 | 0 | 0 | 0 | 0 | 0 | 0 | 0
[6 empty] | 0 | 0 | 0 | 0 | 0 | 0 | 0 | 0 | 0 | 0 | 0
[6 empty] | 0 | 0 | 0 | 0 | 0 | 0 | 0 | 0 | 0 | 0 | 0
[6 empty] | 0 | 0 | 0 | 0 | 0 | 0 | 0 | 0 | 0 | 0 | 0
[6 empty] | 0 | 0 | 0 | 0 | 0 | 0 | 0 | 0 | 0 | 0 | 0
[6 empty] | 0 | 0 | 0 | 0 | 0 | 0 | 0 | 0 | 0 | 0 | 0
[6 empty] | 0 | 0 | 0 | 0 | 0 | 0 | 0 | 0 | 0 | 0 | 0
[6 empty] | 0 | 0 | 0 | 0 | 0 | 0 | 0 | 0 | 0 | 0 | 0
[6 empty] | 0 | 0 | 0 | 0 | 0 | 0 | 0 | 0 | 0 | 0 | 0
[6 empty] | 0 | 0 | 0 | 0 | 0 | 0 | 0 | 0 | 0 | 0 | 0
[6 empty] | 0 | 0 | 0 | 0 | 0 | 0 | 0 | 0 | 0 | 0 | 0
[6 empty] | 0 | 0 | 0 | 0 | 0 | 0 | 0 | 0 | 0 | 0 | 0
[6 empty] | 0 | 0 | 0 | 0 | 0 | 0 | 0 | 0 | 0 | 0 | 0
[6 empty] | 0 | 0 | 0 | 0 | 0 | 0 | 0 | 0 | 0 | 0 | 0
[6 empty] | 0 | 0 | 0 | 0 | 0 | 0 | 0 | 0 | 0 | 0 | 0
[6 empty] | 0 | 0 | 0 | 0 | 0 | 0 | 0 | 0 | 0 | 0 | 0
[6 empty] | 0 | 0 | 0 | 0 | 0 | 0 | 0 | 0 | 0 | 0 | 0
[6 empty] | 0 | 0 | 0 | 0 | 0 | 0 | 0 | 0 | 0 | 0 | 0
[6 empty] | 0 | 0 | 0 | 0 | 0 | 0 | 0 | 0 | 0 | 0 | 0
[6 empty] | 0 | 0 | 0 | 0 | 0 | 0 | 0 | 0 | 0 | 0 | 0
[6 empty] | 0 | 0 | 0 | 0 | 0 | 0 | 0 | 0 | 0 | 0 | 0
[6 empty] | 0 | 0 | 0 | 0 | 0 | 0 | 0 | 0 | 0 | 0 | 0
[6 empty] | 0 | 0 | 0 | 0 | 0 | 0 | 0 | 0 | 0 | 0 | 0
[6 empty] | 0 | 0 | 0 | 0 | 0 | 0 | 0 | 0 | 0 | 0 | 0
[6 empty] | 0 | 0 | 0 | 0 | 0 | 0 | 0 | 0 | 0 | 0 | 0
[5 empty] | Gas Savings | 0 | 0 | 0 | -100.426 | -100.426 | -100.426 | -100.426 | -100.426 | -1127.465 | -1127.465 | -1127.465
[5 empty] | Current | 2024-06-30 | 2025-06-30 | 2026-06-30 | 2027-06-30 | 2028-06-30 | 2029-06-30 | 2030-06-30 | 2031-06-30 | 2032-06-30 | 2033-06-30 | 2034-06-30 | 2035-06-30
|  |  |  | NABERS | 4.7629 | 4.7629 | 4.7629 | 5.3353 | 5.5161 | 5.5161 | 5.5161 | 5.5161 | 5.7079 | 5.7717 | 5.7717 | 5.7717
Formulas:
Base = [Base, row above]+365
Note on E80: [Threaded comment] Your version of Excel allows you to read this threaded comment; however, any edits to it will get removed if the file is opened in a newer version of Excel. Learn more: https://go.microsoft.com/fwlink/?linkid=870924 Comment: To be undertaken at the same time as next AHU major parts replacement.
Note on B81: [Threaded comment] Your version of Excel allows you to read this threaded comment; however, any edits to it will get removed if the file is opened in a newer version of Excel. Learn more: https://go.microsoft.com/fwlink/?linkid=870924 Comment: 12500
Note on B82: [Threaded comment] Your version of Excel allows you to read this threaded comment; however, any edits to it will get removed if the file is opened in a newer version of Excel. Learn more: https://go.microsoft.com/fwlink/?linkid=870924 Comment: No allowance included
Note on B83: [Threaded comment] Your version of Excel allows you to read this threaded comment; however, any edits to it will get removed if the file is opened in a newer version of Excel. Learn more: https://go.microsoft.com/fwlink/?linkid=870924 Comment: 9375
Note on B84: [Threaded comment] Your version of Excel allows you to read this threaded comment; however, any edits to it will get removed if the file is opened in a newer version of Excel. Learn more: https://go.microsoft.com/fwlink/?linkid=870924 Comment: $40000

## 60MP-NR
Energy and Carbon Roadmap
60 Martin Place
[15 empty] | Asset Qualifier | Active
Energy Consumption
Scope | Emission Source | SOURCE | UNIT COST | Units | BASE | CURRENT | FY25 | FY26 | FY27 | FY28 | FY29 | FY30 | FY31 | FY32 | FY33 | Reduction
NSW2 | Electricity Consumption | Renewables | 0.20876 | MWh | 2594.987 | 2594.987 | 2594.987 | 2594.987 | 2594.987 | 2594.987 | 2594.987 | 2594.987 | 2594.987 | 2594.987 | 2594.987 | 0%
NSW2 | Annual Electricity Savings |  |  | MWh | 0 | 0 | 0 | 0 | 0 | 0 | 0 | 0 | 0 | 0 | 0 | 0
Scope 1 | Gas Consumption |  | 22.272 | GJ | 4803.053 | 4803.053 | 4803.053 | 4803.053 | 4803.053 | 4803.053 | 4803.053 | 4803.053 | 4803.053 | 4803.053 | 4803.053 | 0%
Scope 1 | Annual Gas Savings |  |  | GJ | 0 | 0 | 0 | 0 | 0 | 0 | 0 | 0 | 0 | 0 | 0 | 0
Emissions profile
Scope | Emission Source |  |  | Units | BASE | CURRENT | FY25 | FY26 | FY27 | FY28 | FY29 | FY30 | FY31 | FY32 | FY33 | Reduction
NSW2 | Electricity - Renewable |  |  | t.CO2-e | 2050.0397 | 0 | 0 | 0 | 0 | 0 | 0 | 0 | 0 | 0 | 0 | 100%
Scope 1 | Gas |  |  | t.CO2-e | 247.5013 | 0 | 0 | 0 | 0 | 0 | 0 | 0 | 0 | 0 | 0 | 100%
Scope 3 | Water, waste and Utility scope 3 |  |  | t.CO2-e | 162.6717 | 0 | 0 | 0 | 0 | 0 | 0 | 0 | 0 | 0 | 0 | 100%
|  |  |  | t.CO2-e | 2460.2128 | 0 | 0 | 0 | 0 | 0 | 0 | 0 | 0 | 0 | 0 | 100%
|  |  |  | kg.CO2-e/m2 | 61.6008 | 0 | 0 | 0 | 0 | 0 | 0 | 0 | 0 | 0 | 0
Net Zero Contribution |  |  |  |  | 6.1971
Scope | Emission Source |  |  | Units | BASE | CURRENT | FY25 | FY26 | FY27 | FY28 | FY29 | FY30 | FY31 | FY32 | FY33 | Reduction
Capital | Energy Efficiency |  |  | t.CO2-e | 0 | 0 | 0 | 0 | 0 | 0 | 0 | 0 | 0 | 0 | 0 | 0
NSW2 | Renewable Electricity |  |  | t.CO2-e | 0 | 1925.4804 | 1894.3405 | 1717.8814 | 1619.2719 | 1419.4579 | 1193.694 | 993.88 | 843.3708 | 747.3563 | 685.0766 | 13039.8097
Scope 1 | Gas Offsets |  |  | t.CO2-e | 0 | 247.5013 | 247.5013 | 247.5013 | 247.5013 | 247.5013 | 247.5013 | 247.5013 | 247.5013 | 247.5013 | 247.5013 | 2475.0132
Scope 1 | Electrification |  |  | t.CO2-e | 0 | 0 | 0 | 0 | 0 | 0 | 0 | 0 | 0 | 0 | 0 | 0
Scope 3 | Scope 3 Offsets |  |  | t.CO2-e | 0 | 147.8609 | 133.0502 | 118.2394 | 103.4287 | 88.6179 | 73.8071 | 58.9964 | 44.1856 | 29.3749 | 29.3749 | 826.936
Scope 3 | Scope 3 |  |  | t.CO2-e | 162.6717 | 0 | 0 | 0 | 0 | 0 | 0 | 0 | 0 | 0 | 0 | 0
Scope 1 | Gas |  |  | t.CO2-e | 247.5013 | 0 | 0 | 0 | 0 | 0 | 0 | 0 | 0 | 0 | 0 | 0 | [6 empty] | Notes:
NSW2 | Grid Electricity |  |  | t.CO2-e | 2050.0397 | 0 | 0 | 0 | 0 | 0 | 0 | 0 | 0 | 0 | 0 | 0 | [6 empty] | - electrification plan being undertaken now.
|  |  |  | t.CO2-e | 0 | 2172.9817 | 2141.8418 | 1965.3827 | 1866.7732 | 1666.9592 | 1441.1953 | 1241.3813 | 1090.8721 | 994.8576 | 932.5779 | 16341.7588 | [6 empty] | - unlikely anything will be proposed for FY25 anyway
Energy and Carbon Costs |  | NSW2 | [20 empty] | = fund should consider at what age, the building should have an energy and water audit undertaken
Scope | Emission Source |  |  |  | BASE | CURRENT | FY25 | FY26 | FY27 | FY28 | FY29 | FY30 | FY31 | FY32 | FY33 | TOTAL
BASELINE - Do nothing scenario
NSW2 | Electricity Consumption costs - do nothing scenario |  |  |  | 539846.99 | 704242.6772 | 728891.1709 | 754402.3619 | 780806.4445 | 808134.6701 | 836419.3835 | 865694.062 | 1038832.8744 | 1075192.025 | 1112823.7458 | 8705439.4152
Scope 1 | Gas Consumption costs- do nothing scenario |  |  |  | 120058.6466 | 110182.7002 | 113488.1812 | 116892.8266 | 120399.6114 | 124011.5998 | 127731.9478 | 131563.9062 | 135510.8234 | 139576.1481 | 143763.4325 | 1263121.1772
Scope 1 | Gas Offset Costs - ACCUs (Climate Active) | [5 empty] | 14850.0793 | 14850.0793 | 14850.0793 | 14850.0793 | 14850.0793 | 14850.0793 | 14850.0793 | 14850.0793 | 14850.0793 | 133650.7134
Scope 3 | Scope 3 offsets (from FY24) | [5 empty] | 7983.0108 | 7094.3652 | 6205.7196 | 5317.074 | 4428.4284 | 3539.7828 | 2651.1372 | 1762.4916 | 1762.4916 | 40744.5011
TOTAL COSTS |  |  |  | Total Cost | 659905.6366 | 814425.3774 | 865212.4421 | 893239.6329 | 922261.8548 | 952313.4231 | 983429.839 | 1015647.8302 | 1191844.9142 | 1231380.7439 | 1273199.7492 | 10142955.8069
|  |  |  | Cost/m2 | 16.5233 | 20.3922 | 21.6639 | 22.3657 | 23.0923 | 23.8448 | 24.6239 | 25.4306 | 29.8424 | 30.8323 | 31.8794
ENERGY AND CARBON ROADMAP - Implement NABERS Roadmap projects scenario
NSW2 | Electricity Consumption Costs |  |  |  | 539846.99 | 704242.6772 | 728891.1709 | 754402.3619 | 780806.4445 | 808134.6701 | 836419.3835 | 865694.062 | 1038832.8744 | 1075192.025 | 1112823.7458 | 8705439.4152
Scope 1 | Gas Consumption costs |  |  |  | 120058.6466 | 110182.7002 | 113488.1812 | 116892.8266 | 120399.6114 | 124011.5998 | 127731.9478 | 131563.9062 | 135510.8234 | 139576.1481 | 143763.4325 | 1263121.1772
Scope 1 | Gas Offset Costs - ACCUs (Climate Active) | [5 empty] | 14850.0793 | 14850.0793 | 14850.0793 | 14850.0793 | 14850.0793 | 14850.0793 | 14850.0793 | 14850.0793 | 14850.0793 | 133650.7134
Scope 3 | Scope 3 offsets (from FY24) - ACCUs | [5 empty] | 7983.0108 | 7094.3652 | 6205.7196 | 5317.074 | 4428.4284 | 3539.7828 | 2651.1372 | 1762.4916 | 1762.4916 | 40744.5011
TOTAL COSTS |  |  |  | Total Cost | 659905.6366 | 814425.3774 | 865212.4421 | 893239.6329 | 922261.8548 | 952313.4231 | 983429.839 | 1015647.8302 | 1191844.9142 | 1231380.7439 | 1273199.7492 | 10142955.8069
|  |  |  | Cost/m2 | 16.5233 | 20.3922 | 21.6639 | 22.3657 | 23.0923 | 23.8448 | 24.6239 | 25.4306 | 29.8424 | 30.8323 | 31.8794 | 253.9675
TOTAL SAVINGS |  |  |  | Savings | 0 | 0 | 0 | 0 | 0 | 0 | 0 | 0 | 0 | 0 | 0 | 0
|  |  |  | Cost/m2 | 0 | 0 | 0 | 0 | 0 | 0 | 0 | 0 | 0 | 0 | 0 | 0
CAPITAL COSTS - NABERS Roadmap
| All Identified Projects |  |  | TOTAL COSTS ($) |  | 0 | 0 | 0 | 0 | 0 | 0 | 0 | 0 | 0 | 0 | 0
|  |  |  | TOTAL SAVINGS ($) | 0 | 0 | 0 | 0 | 0 | 0 | 0 | 0 | 0 | 0 | 0 | 0
|  |  |  | TOTAL SAVINGS | 0 | 0 | 0 | 0 | 0 | 0 | 0 | 0 | 0 | 0 | 0
NABERS Roadmap | [16 empty] | Notes and Summary Outcomes |  |  |  | ^ includes projects implemented in FY32
Current rating information |  | p2049 |  | Weighted Average | BASE | CURRENT | FY25 | FY26 | FY27 | FY28 | FY29 | FY30 | FY31 | FY32 | FY33 | TOTAL | ESG ROADMAP |  | ELECTRIFICATION PLAN |  | TENANT METERING
Last rating date |  | 2023-03-31 |  | 60 Martin Place | 5.267 | 5.267 | 5.267 | 5.267 | 5.267 | 5.267 | 5.267 | 5.267 | 5.267 | 5.267 | 5.267 | 0 | Status | Not required | Status | BC awaiting approval | Status | Complete
State |  | NSW |  | ICPF | 5.294 | 5.2979 | 5.3084 | 5.3897 | 5.3956 | 5.4347 | 5.4495 | 5.4516 | 5.4802 | 5.5092 | 5.5586 | 0.26458 | Total Cost | 0 | Total Cost | 0 | Collection process
NABERS Rating Type (Base/Whole) |  | Base |  | IOM | 5.2362 | 5.2411 | 5.2497 | 5.3201 | 5.3392 | 5.3755 | 5.3907 | 5.3929 | 5.4401 | 5.4606 | 5.493 | 0.25674 | Annual Savings | 0 | Progress by FY32 | 0% | NLA covered | 100%
Postcode |  | 2000 | [14 empty] | Est IRR |  | Est. 100% completion | #NAME? | Cost for automation | 0
Rated Area |  | 38846 | [14 empty] | NABERS Improvement | #DIV/0! |  |  | ETA 100% coverage | Complete
Rated Hours |  | 55.3 | [14 empty] | FY32 NABERS | 5.267 |  |  | Tenant spec. data | 100%
Electricity Consumption (MWh) |  | 2594.987 | [14 empty] | FY33 NABERS^ | 5.267
Gas Consumption (GJ) |  | 4803.053 | [14 empty] | Total Electricity Reduction | 0%
NABERS Benchmark Factor |  | 60.3 | 0% | [13 empty] | Total Gas Reduction | 0%
| Current NABERS Energy Rating: | 5.267
Identified Projects | [5 empty] | 2024-06-30 | 2025-06-30 | 2026-06-30 | 2027-06-30 | 2028-06-30 | 2029-06-30 | 2030-06-30 | 2031-06-30 | 2032-06-30 | 2033-06-30 | 2034-06-30 | Project Classifications
Job Number | Job Description | Predicted Reduction (MWh) | Predicted Reduction (MJ) | Estimated completion date | Total Expected Cost ($) | CURRENT | FY25 | FY26 | FY27 | FY28 | FY29 | FY30 | FY31 | FY32 | FY33 | FY34 | Efficiency | Electrification | GRESB | NABERS | Est IRR | Opex | Life-cycle
[6 empty] | 0 | 0 | 0 | 0 | 0 | 0 | 0 | 0 | 0 | 0 | 0 |  |  |  | #DIV/0!
| Move to electric heat pumps for HHW |  |  |  |  | 0 | 0 | 0 | 0 | 0 | 0 | 0 | 0 | 0 | 0 | 0 |  |  |  | #DIV/0!
| Coil changes to AHUs for heat pumps - align to expiries |  |  |  |  | 0 | 0 | 0 | 0 | 0 | 0 | 0 | 0 | 0 | 0 | 0 |  |  |  | #DIV/0!
| Move to flr by flr electric units for DHW |  |  |  |  | 0 | 0 | 0 | 0 | 0 | 0 | 0 | 0 | 0 | 0 | 0 |  |  |  | #DIV/0!
[6 empty] | 0 | 0 | 0 | 0 | 0 | 0 | 0 | 0 | 0 | 0 | 0 |  |  |  | #DIV/0!
[6 empty] | 0 | 0 | 0 | 0 | 0 | 0 | 0 | 0 | 0 | 0 | 0 |  |  |  | #DIV/0!
[6 empty] | 0 | 0 | 0 | 0 | 0 | 0 | 0 | 0 | 0 | 0 | 0 |  |  |  | #DIV/0!
[6 empty] | 0 | 0 | 0 | 0 | 0 | 0 | 0 | 0 | 0 | 0 | 0 |  |  |  | #DIV/0!
[6 empty] | 0 | 0 | 0 | 0 | 0 | 0 | 0 | 0 | 0 | 0 | 0 |  |  |  | #DIV/0!
#DIV/0!
#DIV/0!
#DIV/0!
#DIV/0!
#DIV/0!
#DIV/0!
#DIV/0!
#DIV/0!
#DIV/0!
#DIV/0!
#DIV/0!
#DIV/0!
|  | 0 | 0 |  | 0 | 0 | 0 | 0 | 0 | 0 | 0 | 0 | 0 | 0 | 0 | 0 | 0 | 0 | 0 | #DIV/0! |  | 0 | 0
#NAME?
[17 empty] | MWh saved in FY13 | 0
[17 empty] | Current Rating: | 5.303
[17 empty] | Expected Rating at 31/3/2024: | 5.267
[17 empty] | Expected Rating at 31/3/2025: | 5.267
[17 empty] | Expected Rating at 31/3/2026: | 5.267 | [7 empty] | 5.267 | 0 | 0 | 0 | 0
[17 empty] | Expected Rating at 31/3/2027: | 5.267
[17 empty] | Expected Rating at 31/3/2028: | 5.267
[17 empty] | Expected Rating at 31/3/2029: | 5.267
[17 empty] | Expected Rating at 31/3/2030: | 5.267
[17 empty] | Expected Rating at 31/3/2031: | 5.267
[17 empty] | Expected Rating at 31/3/2032: | 5.267
[17 empty] | Expected Rating at 31/3/2033: | 5.267
[38 empty] | Stars | NSW (2000) | VIC (3000) | QLD (4000) | SA (5000) | WA (6000) |  | Stars | NSW (2000) | VIC (3000) | QLD (4000) | SA (5000) | WA (6000) | Stars | Intensity | Unit | base + diff |  | Base | Whole Building
[38 empty] | 6 | 34.795 | 42.145 | 35.585 | 20.915 | 26.98 |  | 6 | 64.76 | 69.5 | 59.815 | 33.69 | 44.87 | 6 | 34.795 | kg/m2 |  |  | 34.795 | 64.76
[25 empty] | PLEASE DO NOT CHANGE ANYTHING IN THE CELLS IN THIS SECTION OF THE CALCULATOR | [12 empty] | 5.5 | 52.1925 | 63.2175 | 53.3775 | 31.3725 | 40.47 |  | 5.5 | 97.14 | 104.25 | 89.7225 | 50.535 | 67.305 | 5.5 | 52.1925 | kg/m2 |  |  | 52.1925 | 97.14 |  |  | Elec (kg/MWh) | Gas (kG/GJ)
[37 empty] | Base Building | 5 | 69.59 | 84.29 | 71.17 | 41.83 | 53.96 | Whole Building | 5 | 129.52 | 139 | 119.63 | 67.38 | 89.74 | 5 | 69.59 | kg/m2 | 69.59 |  | 69.59 | 129.52 |  | ACT | 810 | 51.33 | 2000 |  |  |  |  | Economy Cycle | Identified only | All |  | NLA: | 38846 | m2 | Emissions/m2 | 60.4562
[19 empty] | 152 | Cost/MWh | [17 empty] | 4.5 | 84.92 | 101.75 | 80.29 | 51.46 | 62.39 |  | 4.5 | 158.69 | 166.57 | 142.47 | 84.06 | 105.77 | 4.5 | 84.92 | kg/m2 | 15.33 |  | 84.92 | 158.69 |  | NSW | 810 | 51.33 | 2000 |  | 48.0822 | El - converter | 53.9698 | BMS | Business case written | Summer |  | Current ABGR rating (w'out GP): | 5.5095 | stars | t.CO2 | 2348480.1805
[38 empty] | 4 | 100.25 | 120.31 | 89.42 | 61.1 | 70.83 |  | 4 | 187.86 | 194.15 | 165.3 | 100.73 | 121.79 | 4 | 100.25 | kg/m2 | 15.33 |  | 100.25 | 187.86 |  | QLD | 810 | 51.33 | 3000 |  | 758.7493 | Gas - converter | 6.3302 | HVAC | Approved to implement | Winter |  | ABGR Electricity intensity: | 53.9698 | kg/m2 | Electrical emissions | 2101939.47
[38 empty] | 3.5 | 115.57 | 138.88 | 98.54 | 70.74 | 79.26 |  | 3.5 | 217.04 | 221.73 | 188.13 | 117.41 | 137.82 | 3.5 | 115.57 | kg/m2 | 15.32 |  | 115.57 | 217.04 |  | SA | 770 | 51.33 | 4000 |  |  |  |  | Chillers | Rejected, do not persue | Shoulder |  | Current NABERS Water rating: |  | stars | Gas emissions | 246540.7105
[38 empty] | 3 | 130.9 | 157.45 | 107.66 | 80.38 | 87.69 |  | 3 | 246.21 | 249.31 | 210.96 | 134.09 | 153.85 | 3 | 130.9 | kg/m2 | 15.33 |  | 130.9 | 246.21 |  | VIC | 980 | 51.33 | 5000 |  | 0.152 |  |  | VSDs | Rejected but reconsider |  |  | Energy performance tracking | Consumption | Unit |  | 54.662
[38 empty] | 2.5 | 146.23 | 176.01 | 116.79 | 90.02 | 96.12 |  | 2.5 | 275.38 | 276.89 | 233.79 | 150.77 | 169.87 | 2.5 | 146.23 | kg/m2 | 15.33 |  | 146.23 | 275.38 |  | WA | 680 | 51.33 | 6000 |  |  |  |  | Lighting replacement and controls | Complete |  |  | Current Electricity Consumption: | 2594.987 | MWh |  |  | 5.303
[21 empty] | Average Electricity Price ($/kWh): | 0.152 | [15 empty] | 2 | 161.56 | 194.58 | 125.91 | 99.65 | 104.55 |  | 2 | 304.55 | 304.47 | 256.62 | 167.44 | 185.9 | 2 | 161.56 | kg/m2 | 15.33 |  | 161.56 | 304.55 | [9 empty] | Condensor water loop |  |  |  | Current Gas Consumption | 4803.053 | GJ |  | 246540.7105
[38 empty] | 1.5 | 176.89 | 213.15 | 135.04 | 109.29 | 112.98 |  | 1.5 | 333.72 | 332.05 | 279.45 | 184.12 | 201.92 | 1.5 | 176.89 | kg/m2 | 15.33 |  | 176.89 | 333.72 | [9 empty] | CO/CO2 sensors |  |  |  | ABGR Gas Intensity | 6.3302
[21 empty] | Rating benefit calulator | [16 empty] | 1 | 192.21 | 231.71 | 144.16 | 118.93 | 121.42 |  | 1 | 362.89 | 359.62 | 302.28 | 200.8 | 217.95 | 1 | 192.21 | kg/m2 | 15.32 |  | 192.21 | 362.89 | [9 empty] | Submetering |  |  |  |  | 60.3
[39 empty] | NSW | VIC | QLD | SA | WA |  |  | NSW | VIC | QLD | SA | WA | [16 empty] | Cooling Tower
[6 empty] | 2024-06-30 | 2025-06-30 | 2026-06-30 | 2027-06-30 | 2028-06-30 | 2029-06-30 | 2030-06-30 | 2031-06-30 | 2032-06-30 | 2033-06-30 | 2034-06-30 | [5 empty] | Savings | Payback | + stars | kg/m2 | 2024-03-31 | 2025-03-31 | 2026-03-31 | 2027-03-31 | 2028-03-31 | 2029-03-31 | 2030-03-31 | 2031-03-31 | 2032-03-31 | 2033-03-31 | 2034-03-31 | full year saving for business case |  | capex | opex | [14 empty] | 84.92 | Stars | 69.59 | 15.33 | 15.33 | 15.32 | 15.33 | 15.33 | 15.33 | 15.33 | 15.32 |  |  |  |  | Lift | [7 empty] | Base | Whole Building
[6 empty] | 0 | 0 | 0 | 0 | 0 | 0 | 0 | 0 | 0 | 0 | 0 | [5 empty] | 0 | #DIV/0! | 0 | 0 | 0 | 0 | 0 | 0 | 0 | 0 | 0 | 0 | 0 | 0 | 0 | 0 | 0 | 0 | 0 | [14 empty] | 84.92 | Current | 60.3 | [12 empty] | Hot Water
[6 empty] | 0 | 0 | 0 | 0 | 0 | 0 | 0 | 0 | 0 | 0 | 0 | [5 empty] | 0 | #DIV/0! | 0 | 0 | 0 | 0 | 0 | 0 | 0 | 0 | 0 | 0 | 0 | 0 | 0 | 0 | 0 | 0 | 0 | [14 empty] | 84.92 | 2025-03-31 | 60.3 | [12 empty] | Renewables | [6 empty] | Stars | NSW | NSW | Stars | (to invert)
[6 empty] | 0 | 0 | 0 | 0 | 0 | 0 | 0 | 0 | 0 | 0 | 0 | [5 empty] | 0 | #DIV/0! | 0 | 0 | 0 | 0 | 0 | 0 | 0 | 0 | 0 | 0 | 0 | 0 | 0 | 0 | 0 | 0 | 0 | [14 empty] | 84.92 | 2026-03-31 | 60.3 | [12 empty] | Other | [6 empty] | 1 | 192.21 | 362.89 | 5 | 69.59 | 129.52
[6 empty] | 0 | 0 | 0 | 0 | 0 | 0 | 0 | 0 | 0 | 0 | 0 | [5 empty] | 0 | #DIV/0! | 0 | 0 | 0 | 0 | 0 | 0 | 0 | 0 | 0 | 0 | 0 | 0 | 0 | 0 | 0 | 0 | 0 | [14 empty] | 84.92 | 2027-03-31 | 60.3 | [19 empty] | 1.5 | 176.89 | 333.72 | 4.5 | 84.92 | 158.69
[6 empty] | 0 | 0 | 0 | 0 | 0 | 0 | 0 | 0 | 0 | 0 | 0 | [5 empty] | 0 | #DIV/0! | 0 | 0 | 0 | 0 | 0 | 0 | 0 | 0 | 0 | 0 | 0 | 0 | 0 | 0 | 0 | 0 | 0 | [14 empty] | 84.92 | 2028-03-30 | 60.3 | [19 empty] | 2 | 161.56 | 304.55 | 4 | 100.25 | 187.86
[6 empty] | 0 | 0 | 0 | 0 | 0 | 0 | 0 | 0 | 0 | 0 | 0 | [5 empty] | 0 | #DIV/0! | 0 | 0 | 0 | 0 | 0 | 0 | 0 | 0 | 0 | 0 | 0 | 0 | 0 | 0 | 0 | 0 | 0 | [14 empty] | 84.92 | 2029-03-30 | 60.3 | [19 empty] | 2.5 | 146.23 | 275.38 | 3.5 | 115.57 | 217.04
[6 empty] | 0 | 0 | 0 | 0 | 0 | 0 | 0 | 0 | 0 | 0 | 0 | [5 empty] | 0 | #DIV/0! | 0 | 0 | 0 | 0 | 0 | 0 | 0 | 0 | 0 | 0 | 0 | 0 | 0 | 0 | 0 | 0 | 0 | [14 empty] | 84.92 | 2030-03-30 | 60.3 | [19 empty] | 3 | 130.9 | 246.21 | 3 | 130.9 | 246.21
[6 empty] | 0 | 0 | 0 | 0 | 0 | 0 | 0 | 0 | 0 | 0 | 0 | [5 empty] | 0 | #DIV/0! | 0 | 0 | 0 | 0 | 0 | 0 | 0 | 0 | 0 | 0 | 0 | 0 | 0 | 0 | 0 | 0 | 0 | [14 empty] | 84.92 | 2031-03-30 | 60.3 | [19 empty] | 3.5 | 115.57 | 217.04 | 2.5 | 146.23 | 275.38
[6 empty] | 0 | 0 | 0 | 0 | 0 | 0 | 0 | 0 | 0 | 0 | 0 | [5 empty] | 0 | #DIV/0! | 0 | 0 | 0 | 0 | 0 | 0 | 0 | 0 | 0 | 0 | 0 | 0 | 0 | 0 | 0 | 0 | 0 | [14 empty] | 84.92 | 2032-03-29 | 60.3 | [19 empty] | 4 | 100.25 | 187.86 | 2 | 161.56 | 304.55
[6 empty] | 0 | 0 | 0 | 0 | 0 | 0 | 0 | 0 | 0 | 0 | 0 | [5 empty] | 0 | #DIV/0! | 0 | 0 | 0 | 0 | 0 | 0 | 0 | 0 | 0 | 0 | 0 | 0 | 0 | 0 | 0 | 0 | 0 | [14 empty] | 84.92 | 2033-03-29 | 60.3 | [19 empty] | 4.5 | 84.92 | 158.69 | 1.5 | 176.89 | 333.72
[6 empty] | 0 | 0 | 0 | 0 | 0 | 0 | 0 | 0 | 0 | 0 | 0 | [5 empty] | 0 | #DIV/0! | 0 | 0 | 0 | 0 | 0 | 0 | 0 | 0 | 0 | 0 | 0 | 0 | 0 | 0 | 0 | 0 | 0 | [36 empty] | 5 | 69.59 | 129.52 | 1 | 192.21 | 362.89
[6 empty] | 0 | 0 | 0 | 0 | 0 | 0 | 0 | 0 | 0 | 0 | 0 | [5 empty] | 0 | #DIV/0! | 0 | 0 | 0 | 0 | 0 | 0 | 0 | 0 | 0 | 0 | 0 | 0 | 0 | 0 | 0 | 0 | 0
[6 empty] | 0 | 0 | 0 | 0 | 0 | 0 | 0 | 0 | 0 | 0 | 0 | [5 empty] | 0 | #DIV/0! | 0 | 0 | 0 | 0 | 0 | 0 | 0 | 0 | 0 | 0 | 0 | 0 | 0 | 0 | 0 | 0 | 0
[6 empty] | 0 | 0 | 0 | 0 | 0 | 0 | 0 | 0 | 0 | 0 | 0 | [5 empty] | 0 | #DIV/0! | 0 | 0 | 0 | 0 | 0 | 0 | 0 | 0 | 0 | 0 | 0 | 0 | 0 | 0 | 0 | 0 | 0
[6 empty] | 0 | 0 | 0 | 0 | 0 | 0 | 0 | 0 | 0 | 0 | 0 | [5 empty] | 0 | #DIV/0! | 0 | 0 | 0 | 0 | 0 | 0 | 0 | 0 | 0 | 0 | 0 | 0 | 0 | 0 | 0 | 0 | 0
[6 empty] | 0 | 0 | 0 | 0 | 0 | 0 | 0 | 0 | 0 | 0 | 0 | [5 empty] | 0 | #DIV/0! | 0 | 0 | 0 | 0 | 0 | 0 | 0 | 0 | 0 | 0 | 0 | 0 | 0 | 0 | 0 | 0 | 0
[6 empty] | 0 | 0 | 0 | 0 | 0 | 0 | 0 | 0 | 0 | 0 | 0 | [5 empty] | 0 | #DIV/0! | 0 | 0 | 0 | 0 | 0 | 0 | 0 | 0 | 0 | 0 | 0 | 0 | 0 | 0 | 0 | 0 | 0
[6 empty] | 0 | 0 | 0 | 0 | 0 | 0 | 0 | 0 | 0 | 0 | 0 | [5 empty] | 0 | #DIV/0! | 0 | 0 | 0 | 0 | 0 | 0 | 0 | 0 | 0 | 0 | 0 | 0 | 0 | 0 | 0 | 0 | 0
[6 empty] | 0 | 0 | 0 | 0 | 0 | 0 | 0 | 0 | 0 | 0 | 0 | [5 empty] | 0 | #DIV/0! | 0 | 0 | 0 | 0 | 0 | 0 | 0 | 0 | 0 | 0 | 0 | 0 | 0 | 0 | 0 | 0 | 0
[6 empty] | 0 | 0 | 0 | 0 | 0 | 0 | 0 | 0 | 0 | 0 | 0 | [5 empty] | 0 | #DIV/0! | 0 | 0 | 0 | 0 | 0 | 0 | 0 | 0 | 0 | 0 | 0 | 0 | 0 | 0 | 0 | 0 | 0
[6 empty] | 0 | 0 | 0 | 0 | 0 | 0 | 0 | 0 | 0 | 0 | 0 | [5 empty] | 0 | #DIV/0! | 0 | 0 | 0 | 0 | 0 | 0 | 0 | 0 | 0 | 0 | 0 | 0 | 0 | 0 | 0 | 0 | 0
[6 empty] | 0 | 0 | 0 | 0 | 0 | 0 | 0 | 0 | 0 | 0 | 0 | [5 empty] | 0 | #DIV/0! | 0 | 0 | 0 | 0 | 0 | 0 | 0 | 0 | 0 | 0 | 0 | 0 | 0 | 0 | 0 | 0 | 0
[6 empty] | 0 | 0 | 0 | 0 | 0 | 0 | 0 | 0 | 0 | 0 | 0 | [5 empty] | 0 | #DIV/0! | 0 | 0 | 0 | 0 | 0 | 0 | 0 | 0 | 0 | 0 | 0 | 0 | 0 | 0 | 0 | 0 | 0
[6 empty] | 0 | 0 | 0 | 0 | 0 | 0 | 0 | 0 | 0 | 0 | 0 | [5 empty] | 0 | #DIV/0! | 0 | 0 | 0 | 0 | 0 | 0 | 0 | 0 | 0 | 0 | 0 | 0 | 0 | 0 | 0 | 0 | 0
[6 empty] | 0 | 0 | 0 | 0 | 0 | 0 | 0 | 0 | 0 | 0 | 0 | [5 empty] | 0 | #DIV/0! | 0 | 0 | 0 | 0 | 0 | 0 | 0 | 0 | 0 | 0 | 0 | 0 | 0 | 0 | 0 | 0 | 0
[6 empty] | 0 | 0 | 0 | 0 | 0 | 0 | 0 | 0 | 0 | 0 | 0 | [5 empty] | 0 | #DIV/0! | 0 | 0 | 0 | 0 | 0 | 0 | 0 | 0 | 0 | 0 | 0 | 0 | 0 | 0 | 0 | 0 | 0
[6 empty] | 0 | 0 | 0 | 0 | 0 | 0 | 0 | 0 | 0 | 0 | 0 | [5 empty] | 0 | #DIV/0! | 0 | 0 | 0 | 0 | 0 | 0 | 0 | 0 | 0 | 0 | 0 | 0 | 0 | 0 | 0 | 0 | 0
[6 empty] | 0 | 0 | 0 | 0 | 0 | 0 | 0 | 0 | 0 | 0 | 0 | [5 empty] | 0 | #DIV/0! | 0 | 0 | 0 | 0 | 0 | 0 | 0 | 0 | 0 | 0 | 0 | 0 | 0 | 0 | 0 | 0 | 0
[6 empty] | 0 | 0 | 0 | 0 | 0 | 0 | 0 | 0 | 0 | 0 | 0 | [5 empty] | 0 | #DIV/0! | 0 | 0 | 0 | 0 | 0 | 0 | 0 | 0 | 0 | 0 | 0 | 0 | 0 | 0 | 0 | 0 | 0
[6 empty] | 0 | 0 | 0 | 0 | 0 | 0 | 0 | 0 | 0 | 0 | 0 | [5 empty] | 0 | #DIV/0! | 0 | 0 | 0 | 0 | 0 | 0 | 0 | 0 | 0 | 0 | 0 | 0 | 0 | 0 | 0 | 0 | 0
[6 empty] | 0 | 0 | 0 | 0 | 0 | 0 | 0 | 0 | 0 | 0 | 0 | [5 empty] | 0 | #DIV/0! | 0 | 0 | 0 | 0 | 0 | 0 | 0 | 0 | 0 | 0 | 0 | 0 | 0 | 0 | 0 | 0 | 0
[6 empty] | 0 | 0 | 0 | 0 | 0 | 0 | 0 | 0 | 0 | 0 | 0 | [5 empty] | 0 | #DIV/0! | 0 | 0 | 0 | 0 | 0 | 0 | 0 | 0 | 0 | 0 | 0 | 0 | 0 | 0 | 0 | 0 | 0
[6 empty] | 0 | 0 | 0 | 0 | 0 | 0 | 0 | 0 | 0 | 0 | 0 | [5 empty] | 0 | #DIV/0! | 0 | 0 | 0 | 0 | 0 | 0 | 0 | 0 | 0 | 0 | 0 | 0 | 0 | 0 | 0 | 0 | 0
[6 empty] | 0 | 0 | 0 | 0 | 0 | 0 | 0 | 0 | 0 | 0 | 0 | [5 empty] | 0 | #DIV/0! | 0 | 0 | 0 | 0 | 0 | 0 | 0 | 0 | 0 | 0 | 0 | 0 | 0 | 0 | 0 | 0 | 0
[6 empty] | 0 | 0 | 0 | 0 | 0 | 0 | 0 | 0 | 0 | 0 | 0 | [5 empty] | 0 | #DIV/0! | 0 | 0 | 0 | 0 | 0 | 0 | 0 | 0 | 0 | 0 | 0 | 0 | 0 | 0 | 0 | 0 | 0
[6 empty] | 0 | 0 | 0 | 0 | 0 | 0 | 0 | 0 | 0 | 0 | 0 | [5 empty] | 0 | #DIV/0! | 0 | 0 | 0 | 0 | 0 | 0 | 0 | 0 | 0 | 0 | 0 | 0 | 0 | 0 | 0 | 0 | 0
[6 empty] | 0 | 0 | 0 | 0 | 0 | 0 | 0 | 0 | 0 | 0 | 0 | [5 empty] | 0 | #DIV/0! | 0 | 0 | 0 | 0 | 0 | 0 | 0 | 0 | 0 | 0 | 0 | 0 | 0 | 0 | 0 | 0 | 0
[6 empty] | 0 | 0 | 0 | 0 | 0 | 0 | 0 | 0 | 0 | 0 | 0 | [5 empty] | 0 | #DIV/0! | 0 | 0 | 0 | 0 | 0 | 0 | 0 | 0 | 0 | 0 | 0 | 0 | 0 | 0 | 0 | 0 | 0
[6 empty] | 0 | 0 | 0 | 0 | 0 | 0 | 0 | 0 | 0 | 0 | 0 | [5 empty] | 0 | #DIV/0! | 0 | 0 | 0 | 0 | 0 | 0 | 0 | 0 | 0 | 0 | 0 | 0 | 0 | 0 | 0 | 0 | 0
[6 empty] | 0 | 0 | 0 | 0 | 0 | 0 | 0 | 0 | 0 | 0 | 0 | [5 empty] | 0 | #DIV/0! | 0 | 0 | 0 | 0 | 0 | 0 | 0 | 0 | 0 | 0 | 0 | 0 | 0 | 0 | 0 | 0 | 0
[6 empty] | 0 | 0 | 0 | 0 | 0 | 0 | 0 | 0 | 0 | 0 | 0 | [5 empty] | 0 | #DIV/0! | 0 | 0 | 0 | 0 | 0 | 0 | 0 | 0 | 0 | 0 | 0 | 0 | 0 | 0 | 0 | 0 | 0
[6 empty] | 0 | 0 | 0 | 0 | 0 | 0 | 0 | 0 | 0 | 0 | 0 | [5 empty] | 0 | #DIV/0! | 0 | 0 | 0 | 0 | 0 | 0 | 0 | 0 | 0 | 0 | 0 | 0 | 0 | 0 | 0 | 0 | 0
[6 empty] | 0 | 0 | 0 | 0 | 0 | 0 | 0 | 0 | 0 | 0 | 0 | [5 empty] | 0 | #DIV/0! | 0 | 0 | 0 | 0 | 0 | 0 | 0 | 0 | 0 | 0 | 0 | 0 | 0 | 0 | 0 | 0 | 0
[22 empty] | 0 | #DIV/0! | 0 | 0 | 0 | 0 | 0 | 0 | 0 | 0 | 0 | 0 | 0 | 0 | 0 | 0 | 0 | 0 | 0
[22 empty] | 0 | #DIV/0! | 0 | 0 | 0 | 0 | 0 | 0 | 0 | 0 | 0 | 0 | 0 | 0 | 0 | 0 | 0 | 0 | 0
[24 empty] | 0 | 0 | 0 | 0 | 0 | 0 | 0 | 0 | 0 | 0 | 0 | 0 | 0 | 0 | 0 | 0 | 0
[24 empty] | 0 | 0 | 0 | 0 | 0 | 0 | 0 | 0 | 0 | 0 | 0 | 0 | 0 | 0 | 0 | 0 | 0
[5 empty] | Electricity savings | 0 | 0 | 0 | 0 | 0 | 0 | 0 | 0 | 0 | 0 | 0 | [6 empty] | #DIV/0! | TOTAL |  | 0 | 0 | 0 | 0 | 0 | 0 | 0 | 0 | 0 | 0 | 0 | 0 | 0 | 0 | 0
[24 empty] | FY Performance | 60.3 | 60.3 | 60.3 | 60.3 | 60.3 | 60.3 | 60.3 | 60.3 | 60.3 | 60.3 | 60.3 | 60.3
[24 empty] | Star Rating | 5.267 | 5.267 | 5.267 | 5.267 | 5.267 | 5.267 | 5.267 | 5.267 | 5.267 | 5.267 | 5.267 | 5.267
[6 empty] | 0 | 0 | 0 | 0 | 0 | 0 | 0 | 0 | 0 | 0 | 0
[6 empty] | 0 | 0 | 0 | 0 | 0 | 0 | 0 | 0 | 0 | 0 | 0
[6 empty] | 0 | 0 | 0 | 0 | 0 | 0 | 0 | 0 | 0 | 0 | 0
[6 empty] | 0 | 0 | 0 | 0 | 0 | 0 | 0 | 0 | 0 | 0 | 0
[6 empty] | 0 | 0 | 0 | 0 | 0 | 0 | 0 | 0 | 0 | 0 | 0
[6 empty] | 0 | 0 | 0 | 0 | 0 | 0 | 0 | 0 | 0 | 0 | 0 | [9 empty] | 0 | 0
[6 empty] | 0 | 0 | 0 | 0 | 0 | 0 | 0 | 0 | 0 | 0 | 0 | [9 empty] | 0 | 0
[6 empty] | 0 | 0 | 0 | 0 | 0 | 0 | 0 | 0 | 0 | 0 | 0
[6 empty] | 0 | 0 | 0 | 0 | 0 | 0 | 0 | 0 | 0 | 0 | 0
[6 empty] | 0 | 0 | 0 | 0 | 0 | 0 | 0 | 0 | 0 | 0 | 0
[6 empty] | 0 | 0 | 0 | 0 | 0 | 0 | 0 | 0 | 0 | 0 | 0
[6 empty] | 0 | 0 | 0 | 0 | 0 | 0 | 0 | 0 | 0 | 0 | 0
[6 empty] | 0 | 0 | 0 | 0 | 0 | 0 | 0 | 0 | 0 | 0 | 0
[6 empty] | 0 | 0 | 0 | 0 | 0 | 0 | 0 | 0 | 0 | 0 | 0
[6 empty] | 0 | 0 | 0 | 0 | 0 | 0 | 0 | 0 | 0 | 0 | 0
[6 empty] | 0 | 0 | 0 | 0 | 0 | 0 | 0 | 0 | 0 | 0 | 0
[6 empty] | 0 | 0 | 0 | 0 | 0 | 0 | 0 | 0 | 0 | 0 | 0
[6 empty] | 0 | 0 | 0 | 0 | 0 | 0 | 0 | 0 | 0 | 0 | 0
[6 empty] | 0 | 0 | 0 | 0 | 0 | 0 | 0 | 0 | 0 | 0 | 0
[6 empty] | 0 | 0 | 0 | 0 | 0 | 0 | 0 | 0 | 0 | 0 | 0
[6 empty] | 0 | 0 | 0 | 0 | 0 | 0 | 0 | 0 | 0 | 0 | 0
[6 empty] | 0 | 0 | 0 | 0 | 0 | 0 | 0 | 0 | 0 | 0 | 0
[6 empty] | 0 | 0 | 0 | 0 | 0 | 0 | 0 | 0 | 0 | 0 | 0
[6 empty] | 0 | 0 | 0 | 0 | 0 | 0 | 0 | 0 | 0 | 0 | 0
[6 empty] | 0 | 0 | 0 | 0 | 0 | 0 | 0 | 0 | 0 | 0 | 0
[6 empty] | 0 | 0 | 0 | 0 | 0 | 0 | 0 | 0 | 0 | 0 | 0
[6 empty] | 0 | 0 | 0 | 0 | 0 | 0 | 0 | 0 | 0 | 0 | 0
[6 empty] | 0 | 0 | 0 | 0 | 0 | 0 | 0 | 0 | 0 | 0 | 0
[6 empty] | 0 | 0 | 0 | 0 | 0 | 0 | 0 | 0 | 0 | 0 | 0
[6 empty] | 0 | 0 | 0 | 0 | 0 | 0 | 0 | 0 | 0 | 0 | 0
[6 empty] | 0 | 0 | 0 | 0 | 0 | 0 | 0 | 0 | 0 | 0 | 0
[6 empty] | 0 | 0 | 0 | 0 | 0 | 0 | 0 | 0 | 0 | 0 | 0
[6 empty] | 0 | 0 | 0 | 0 | 0 | 0 | 0 | 0 | 0 | 0 | 0
[6 empty] | 0 | 0 | 0 | 0 | 0 | 0 | 0 | 0 | 0 | 0 | 0
[6 empty] | 0 | 0 | 0 | 0 | 0 | 0 | 0 | 0 | 0 | 0 | 0
[6 empty] | 0 | 0 | 0 | 0 | 0 | 0 | 0 | 0 | 0 | 0 | 0
[6 empty] | 0 | 0 | 0 | 0 | 0 | 0 | 0 | 0 | 0 | 0 | 0
[6 empty] | 0 | 0 | 0 | 0 | 0 | 0 | 0 | 0 | 0 | 0 | 0
[6 empty] | 0 | 0 | 0 | 0 | 0 | 0 | 0 | 0 | 0 | 0 | 0
[6 empty] | 0 | 0 | 0 | 0 | 0 | 0 | 0 | 0 | 0 | 0 | 0
[6 empty] | 0 | 0 | 0 | 0 | 0 | 0 | 0 | 0 | 0 | 0 | 0
[6 empty] | 0 | 0 | 0 | 0 | 0 | 0 | 0 | 0 | 0 | 0 | 0
[6 empty] | 0 | 0 | 0 | 0 | 0 | 0 | 0 | 0 | 0 | 0 | 0
[6 empty] | 0 | 0 | 0 | 0 | 0 | 0 | 0 | 0 | 0 | 0 | 0
[6 empty] | 0 | 0 | 0 | 0 | 0 | 0 | 0 | 0 | 0 | 0 | 0
[6 empty] | 0 | 0 | 0 | 0 | 0 | 0 | 0 | 0 | 0 | 0 | 0
[5 empty] | Gas Savings | 0 | 0 | 0 | 0 | 0 | 0 | 0 | 0 | 0 | 0 | 0
[5 empty] | Current | 2024-06-30 | 2025-06-30 | 2026-06-30 | 2027-06-30 | 2028-06-30 | 2029-06-30 | 2030-06-30 | 2031-06-30 | 2032-06-30 | 2033-06-30 | 2034-06-30 | 2035-06-30
|  |  |  | NABERS | 5.267 | 5.267 | 5.267 | 5.267 | 5.267 | 5.267 | 5.267 | 5.267 | 5.267 | 5.267 | 5.267 | 5.267
Formulas:
Base = [Base, row above]+365

## 135K-IS
Business Case Cashflow Template
Is this spend within Budget? Y or N | N
Interest Rate: | 0%
Percentage NET | 0%
|  | Year | Year 1 |  |  |  | Year 2 |  |  |  | Year 3 |  |  |  | Year 4 |  |  |  | Year 5 |  |  |  | Year 6 |  |  |  | Year 7 |  |  |  | Year 8 |  |  |  | Year 9 |  |  |  | Year 10
|  | Quarter | Q1 | Q2 | Q3 | Q4 | Q1 | Q2 | Q3 | Q4 | Q1 | Q2 | Q3 | Q4 | Q1 | Q2 | Q3 | Q4 | Q1 | Q2 | Q3 | Q4 | Q1 | Q2 | Q3 | Q4 | Q1 | Q2 | Q3 | Q4 | Q1 | Q2 | Q3 | Q4 | Q1 | Q2 | Q3 | Q4 | Q1 | Q2 | Q3 | Q4
Period (Quarter) |  | 0 | 1 | 2 | 3 | 4 | 5 | 6 | 7 | 8 | 9 | 10 | 11 | 12 | 13 | 14 | 15 | 16 | 17 | 18 | 19 | 20 | 21 | 22 | 23 | 24 | 25 | 26 | 27 | 28 | 29 | 30 | 31 | 32 | 33 | 34 | 35 | 36 | 37 | 38 | 39 | 40
Investment amount |  | 0 | 0 | 0 | 0 | 0 | 0 | 0 | 0 | 0 | 0 | 0 | 0 | 0 | 0 | 0 | 0 | 0 | 0 | 0 | 0 | 0 | 0 | 0 | 0 | 0 | 0 | 0 | 0 | 0 | 0 | 0 | 0 | 0 | 0 | 0 | 0 | 0 | 0 | 0 | 0 | 0
Improvement in Rental Income |  |  | 0 | 0 | 0 | 0 | 0 | 0 | 0 | 0 | 0 | 0 | 0 | 0 | 0 | 0 | 0 | 0 | 0 | 0 | 0 | 0 | 0 | 0 | 0 | 0 | 0 | 0 | 0 | 0 | 0 | 0 | 0 | 0 | 0 | 0 | 0 | 0 | 0 | 0 | 0 | 0
Reduced costs / OPEX savings |  |  | 0 | 0 | 0 | 0 | 0 | 0 | 0 | 0 | 0 | 0 | 0 | 0 | 0 | 0 | 0 | 0 | 0 | 0 | 0 | 0 | 0 | 0 | 0 | 0 | 0 | 0 | 0 | 0 | 0 | 0 | 0 | 0 | 0 | 0 | 0 | 0 | 0 | 0 | 0 | 0
Reduced costs- energy savings | ENTER NO DATA |  | 7875 | 7875 | 7875 | 7875 | 8268.75 | 8268.75 | 8268.75 | 8268.75 | 8682.1875 | 8682.1875 | 8682.1875 | 8682.1875 | 9116.2969 | 9116.2969 | 9116.2969 | 9116.2969 | 9572.1117 | 9572.1117 | 9572.1117 | 9572.1117 | 10050.7173 | 10050.7173 | 10050.7173 | 10050.7173 | 10553.2532 | 10553.2532 | 10553.2532 | 10553.2532 | 11080.9158 | 11080.9158 | 11080.9158 | 11080.9158 | 11634.9616 | 11634.9616 | 11634.9616 | 11634.9616 | 12216.7097 | 12216.7097 | 12216.7097 | 12216.7097
Cash outflows / expenses |  |  | 0 | 0 | 0 | 0 | 0 | 0 | 0 | 0 | 0 | 0 | 0 | 0 | 0 | 0 | 0 | 0 | 0 | 0 | 0 | 0 | 0 | 0 | 0 | 0 | 0 | 0 | 0 | 0 | 0 | 0 | 0 | 0 | 0 | 0 | 0 | 0 | 0 | 0 | 0 | 0
Terminal value (end of life / after ten years) |  |  | 0 | 0 | 0 | 0 | 0 | 0 | 0 | 0 | 0 | 0 | 0 | 0 | 0 | 0 | 0 | 0 | 0 | 0 | 0 | 0 | 0 | 0 | 0 | 0 | 0 | 0 | 0 | 0 | 0 | 0 | 0 | 0 | 0 | 0 | 0 | 0 | 0 | 0 | 0 | 0
Net cash flow |  | 0 | 7875 | 7875 | 7875 | 7875 | 8268.75 | 8268.75 | 8268.75 | 8268.75 | 8682.1875 | 8682.1875 | 8682.1875 | 8682.1875 | 9116.2969 | 9116.2969 | 9116.2969 | 9116.2969 | 9572.1117 | 9572.1117 | 9572.1117 | 9572.1117 | 10050.7173 | 10050.7173 | 10050.7173 | 10050.7173 | 10553.2532 | 10553.2532 | 10553.2532 | 10553.2532 | 11080.9158 | 11080.9158 | 11080.9158 | 11080.9158 | 11634.9616 | 11634.9616 | 11634.9616 | 11634.9616 | 12216.7097 | 12216.7097 | 12216.7097 | 12216.7097
Cumlative cashflow |  | 0 | 7875 | 15750 | 23625 | 31500 | 39768.75 | 48037.5 | 56306.25 | 64575 | 73257.1875 | 81939.375 | 90621.5625 | 99303.75 | 108420.0469 | 117536.3438 | 126652.6406 | 135768.9375 | 145341.0492 | 154913.1609 | 164485.2727 | 174057.3844 | 184108.1017 | 194158.819 | 204209.5363 | 214260.2536 | 224813.5068 | 235366.7599 | 245920.0131 | 256473.2663 | 267554.1821 | 278635.0979 | 289716.0138 | 300796.9296 | 312431.8912 | 324066.8528 | 335701.8144 | 347336.7761 | 359553.4858 | 371770.1955 | 383986.9052 | 396203.6149
Cost of Interest |  |  | 0 | 0 | 0 | 0 | 0 | 0 | 0 | 0 | 0 | 0 | 0 | 0 | 0 | 0 | 0 | 0 | 0 | 0 | 0 | 0 | 0 | 0 | 0 | 0 | 0 | 0 | 0 | 0 | 0 | 0 | 0 | 0 | 0 | 0 | 0 | 0 | 0 | 0 | 0 | 0
Cashflow after interest |  | 0 | 7875 | 7875 | 7875 | 7875 | 8268.75 | 8268.75 | 8268.75 | 8268.75 | 8682.1875 | 8682.1875 | 8682.1875 | 8682.1875 | 9116.2969 | 9116.2969 | 9116.2969 | 9116.2969 | 9572.1117 | 9572.1117 | 9572.1117 | 9572.1117 | 10050.7173 | 10050.7173 | 10050.7173 | 10050.7173 | 10553.2532 | 10553.2532 | 10553.2532 | 10553.2532 | 11080.9158 | 11080.9158 | 11080.9158 | 11080.9158 | 11634.9616 | 11634.9616 | 11634.9616 | 11634.9616 | 12216.7097 | 12216.7097 | 12216.7097 | 12216.7097
Project cost estimate |  | Year 1 Q3 3: 0; Year 2 Q1 5: 0; Year 2 Q2 6: $/kWh
If project will save electricity only, insert annual kWh savings here: |  |  |  |  | 157500 | kWh |  |  | Yr 1 | Yr 2 | Yr 3 | Yr 4 | Yr 5 | Yr 6 | Yr 7 | Yr 8 | Yr 9 | Yr 10
[8 empty] | $/kWh | 0.2 | 0.21 | 0.2205 | 0.23153 | 0.2431 | 0.25526 | 0.26802 | 0.28142 | 0.29549 | 0.31027
escalation | bar: Yr 2 to Yr 10
Definitions:
Investment amount
Is the amount of CAPEX to be spent. It will all occurr in time 0, but may occurr over a period of time.
It will be a negative number
Improvement in Rental Income
These are cashflows that result from implementing the CAPEX spend and increasing the rent.
They are always a positive number
Reduced costs / OPEX savings
These are the savings generated by the CAPEX investment. For instance energy savings, reduced maintenance costs.
They are always a positive number
Cash outflows / expenses
These are cashflows that are an additional cost which result from implementing the CAPEX spend. For instance scheduled maintenance, metre reading charges, upgrade requirements
They are always a negative number
Terminal value (end of life / after ten years)
At the end of the life of an asset, it maybe sold. Terminal value is these net proceeds
This number maybe 0. It should be entered as 0 or could be a positive number if the capital item can be sold. It should be a net number after all disposal costs.
| Yr 1 | Yr 2 | Yr 3 | Yr 4 | Yr 5 | Yr 6
NSW | Yr 1: 0.125; Yr 2: 0.13875; Yr 3: 0.145 | Yr 7 | Yr 8 | Yr 9 | Yr 10
QLD | Yr 1: 0.125; Yr 2: 0.1375; Yr 3: 0.14875
VIC | Yr 1: 0.125; Yr 2: 0.13375; Yr 3: 0.13875
SA | Yr 1: 0.125; Yr 2: 0.125; Yr 3: 0.13
ACT | Yr 1: 0.125; Yr 2: 0.14; Yr 3: 0.145
Note on A13: Craig Roussac: this is increases over and above current forecast rent from spending CAPEX on this project
Note on A14: Craig Roussac: Each inflow / saving must be positive. Include all cash inflows and savings for duration of asset's life.
Note on A16: Craig Roussac: Each outflow / expense must be negative. Include all expenses for duration of asset's life.
Note on A17: Craig Roussac: Value may be positive or negative (eg if decommissioning and disposal costs are incurred) butbut occurs only once.
Note on A39: Craig Roussac: this is increases over and above current forecast rent from spending CAPEX on this project
Note on A43: Craig Roussac: Each inflow / saving must be positive. Include all cash inflows and savings for duration of asset's life.
Note on A53: Craig Roussac: Value may be positive or negative (eg if decommissioning and disposal costs are incurred) butbut occurs only once.

## 135K-OS
Investa Property Group - Property Services
Prepared By: |  |  | Date:
Business Case For Capital Investment
[7 empty] | NLA | 22430
Project Title: | Various energy efficiency measures
Property: | 135 King Street
Property No:
Capex No:
Description: | INSERT BRIEF DESCRIPTION- Hit [Alt] + [Enter] at same time to drop row
|  | Year 0 | Y1 | Y2 | Y3 | Y4 | Y5 | Y6 | Y7 | Y8 | Y9 | Y10
Investment amount |  | 0 | 0 | 0 | 0 | 0 | 0 | 0 | 0 | 0 | 0 | 0
Improvement in Rental Income |  |  | 0 | 0 | 0 | 0 | 0 | 0 | 0 | 0 | 0 | 0
Reduced costs / OPEX savings |  |  | 31500 | 33075 | 34728.75 | 36465.1875 | 38288.4469 | 40202.8692 | 42213.0127 | 44323.6633 | 46539.8465 | 48866.8388
Cash outflows / expenses |  |  | 0 | 0 | 0 | 0 | 0 | 0 | 0 | 0 | 0 | 0
Terminal value (end of life / after ten years) |  |  | 0 | 0 | 0 | 0 | 0 | 0 | 0 | 0 | 0 | 0
Net cash flow |  | 0 | 31500 | 33075 | 34728.75 | 36465.1875 | 38288.4469 | 40202.8692 | 42213.0127 | 44323.6633 | 46539.8465 | 48866.8388
savings $/m2 |  |  | 1.4044 | 1.4746 | 1.5483 | 1.6257 | 1.707 | 1.7924 | 1.882 | 1.9761 | 2.0749 | 2.1786
Information to cut and paste into Strategic Asset Plan
[7 empty] | current | CURRENT | FY25 | FY26 | FY27 | FY28
Is this building a NET or GROSS LEASE building | NET | Y4: NABERS Rating; Y5: 5.6324; Y6: 5.5573; Y7: 5.5573; Y8: 5.5573
[6 empty] | Capex proposed: |  | 0
Percentage net leases | 0% | Y4: IRR benefit; Y6: #NUM!
[6 empty] | Valuation impact potential |  | 488651.125
Cap rate | 7.5%
Av. annual NOI impact | 39620.3615
Information to cut and paste into Strategic Asset Plan:
[5 empty] | Current | CURRENT | FY25 | FY26
[5 empty] | 5.6324200913242 Stars | 5.5573 | 5.5573 | 5.5573
[5 empty] | Current | FY13* | FY14* | FY15*
[6 empty] | 0 | 0 | 0
#NUM!
488651.125
Note on A26: Craig Roussac: this is increases over and above current forecast rent from spending CAPEX on this project
Note on A27: Craig Roussac: Each inflow / saving must be positive. Include all cash inflows and savings for duration of asset's life.
Note on A29: Craig Roussac: Value may be positive or negative (eg if decommissioning and disposal costs are incurred) butbut occurs only once.

## 126P-IS (hidden)
Business Case Cashflow Template
Is this spend within Budget? Y or N | N
Interest Rate: | 0%
Percentage NET | 0%
|  | Year | Year 1 |  |  |  | Year 2 |  |  |  | Year 3 |  |  |  | Year 4 |  |  |  | Year 5 |  |  |  | Year 6 |  |  |  | Year 7 |  |  |  | Year 8 |  |  |  | Year 9 |  |  |  | Year 10
|  | Quarter | Q1 | Q2 | Q3 | Q4 | Q1 | Q2 | Q3 | Q4 | Q1 | Q2 | Q3 | Q4 | Q1 | Q2 | Q3 | Q4 | Q1 | Q2 | Q3 | Q4 | Q1 | Q2 | Q3 | Q4 | Q1 | Q2 | Q3 | Q4 | Q1 | Q2 | Q3 | Q4 | Q1 | Q2 | Q3 | Q4 | Q1 | Q2 | Q3 | Q4
Period (Quarter) |  | 0 | 1 | 2 | 3 | 4 | 5 | 6 | 7 | 8 | 9 | 10 | 11 | 12 | 13 | 14 | 15 | 16 | 17 | 18 | 19 | 20 | 21 | 22 | 23 | 24 | 25 | 26 | 27 | 28 | 29 | 30 | 31 | 32 | 33 | 34 | 35 | 36 | 37 | 38 | 39 | 40
Investment amount |  | -117000 | 0 | 0 | 0 | 0 | 0 | 0 | 0 | 0 | 0 | 0 | 0 | 0 | 0 | 0 | 0 | 0 | 0 | 0 | 0 | 0 | 0 | 0 | 0 | 0 | 0 | 0 | 0 | 0 | 0 | 0 | 0 | 0 | 0 | 0 | 0 | 0 | 0 | 0 | 0 | 0
Improvement in Rental Income |  |  | 0 | 0 | 0 | 0 | 0 | 0 | 0 | 0 | 0 | 0 | 0 | 0 | 0 | 0 | 0 | 0 | 0 | 0 | 0 | 0 | 0 | 0 | 0 | 0 | 0 | 0 | 0 | 0 | 0 | 0 | 0 | 0 | 0 | 0 | 0 | 0 | 0 | 0 | 0 | 0
Reduced costs / OPEX savings |  |  | 0 | 0 | 0 | 0 | 0 | 0 | 0 | 0 | 0 | 0 | 0 | 0 | 0 | 0 | 0 | 0 | 0 | 0 | 0 | 0 | 0 | 0 | 0 | 0 | 0 | 0 | 0 | 0 | 0 | 0 | 0 | 0 | 0 | 0 | 0 | 0 | 0 | 0 | 0 | 0
Reduced costs- energy savings | ENTER NO DATA |  | 34875 | 34875 | 34875 | 34875 | 36618.75 | 36618.75 | 36618.75 | 36618.75 | 38449.6875 | 38449.6875 | 38449.6875 | 38449.6875 | 40372.1719 | 40372.1719 | 40372.1719 | 40372.1719 | 42390.7805 | 42390.7805 | 42390.7805 | 42390.7805 | 44510.3195 | 44510.3195 | 44510.3195 | 44510.3195 | 46735.8355 | 46735.8355 | 46735.8355 | 46735.8355 | 49072.6272 | 49072.6272 | 49072.6272 | 49072.6272 | 51526.2586 | 51526.2586 | 51526.2586 | 51526.2586 | 54102.5715 | 54102.5715 | 54102.5715 | 54102.5715
Cash outflows / expenses |  |  | 0 | 0 | 0 | 0 | 0 | 0 | 0 | 0 | 0 | 0 | 0 | 0 | 0 | 0 | 0 | 0 | 0 | 0 | 0 | 0 | 0 | 0 | 0 | 0 | 0 | 0 | 0 | 0 | 0 | 0 | 0 | 0 | 0 | 0 | 0 | 0 | 0 | 0 | 0 | 0
Terminal value (end of life / after ten years) |  |  | 0 | 0 | 0 | 0 | 0 | 0 | 0 | 0 | 0 | 0 | 0 | 0 | 0 | 0 | 0 | 0 | 0 | 0 | 0 | 0 | 0 | 0 | 0 | 0 | 0 | 0 | 0 | 0 | 0 | 0 | 0 | 0 | 0 | 0 | 0 | 0 | 0 | 0 | 0 | 0
Net cash flow |  | -117000 | 34875 | 34875 | 34875 | 34875 | 36618.75 | 36618.75 | 36618.75 | 36618.75 | 38449.6875 | 38449.6875 | 38449.6875 | 38449.6875 | 40372.1719 | 40372.1719 | 40372.1719 | 40372.1719 | 42390.7805 | 42390.7805 | 42390.7805 | 42390.7805 | 44510.3195 | 44510.3195 | 44510.3195 | 44510.3195 | 46735.8355 | 46735.8355 | 46735.8355 | 46735.8355 | 49072.6272 | 49072.6272 | 49072.6272 | 49072.6272 | 51526.2586 | 51526.2586 | 51526.2586 | 51526.2586 | 54102.5715 | 54102.5715 | 54102.5715 | 54102.5715
Cumlative cashflow |  | -117000 | -82125 | -47250 | -12375 | 22500 | 59118.75 | 95737.5 | 132356.25 | 168975 | 207424.6875 | 245874.375 | 284324.0625 | 322773.75 | 363145.9219 | 403518.0938 | 443890.2656 | 484262.4375 | 526653.218 | 569043.9984 | 611434.7789 | 653825.5594 | 698335.8789 | 742846.1984 | 787356.5179 | 831866.8373 | 878602.6728 | 925338.5083 | 972074.3437 | 1018810.1792 | 1067882.8065 | 1116955.4337 | 1166028.0609 | 1215100.6882 | 1266626.9468 | 1318153.2054 | 1369679.464 | 1421205.7226 | 1475308.2941 | 1529410.8656 | 1583513.4372 | 1637616.0087
Cost of Interest |  |  | 0 | 0 | 0 | 0 | 0 | 0 | 0 | 0 | 0 | 0 | 0 | 0 | 0 | 0 | 0 | 0 | 0 | 0 | 0 | 0 | 0 | 0 | 0 | 0 | 0 | 0 | 0 | 0 | 0 | 0 | 0 | 0 | 0 | 0 | 0 | 0 | 0 | 0 | 0 | 0
Cashflow after interest |  | -117000 | 34875 | 34875 | 34875 | 34875 | 36618.75 | 36618.75 | 36618.75 | 36618.75 | 38449.6875 | 38449.6875 | 38449.6875 | 38449.6875 | 40372.1719 | 40372.1719 | 40372.1719 | 40372.1719 | 42390.7805 | 42390.7805 | 42390.7805 | 42390.7805 | 44510.3195 | 44510.3195 | 44510.3195 | 44510.3195 | 46735.8355 | 46735.8355 | 46735.8355 | 46735.8355 | 49072.6272 | 49072.6272 | 49072.6272 | 49072.6272 | 51526.2586 | 51526.2586 | 51526.2586 | 51526.2586 | 54102.5715 | 54102.5715 | 54102.5715 | 54102.5715
Project cost estimate |  | Year 1 Q3 3: 117000; Year 2 Q1 5: 0; Year 2 Q2 6: $/kWh
If project will save electricity only, insert annual kWh savings here: |  |  |  |  | 697500 | kWh |  |  | Yr 1 | Yr 2 | Yr 3 | Yr 4 | Yr 5 | Yr 6 | Yr 7 | Yr 8 | Yr 9 | Yr 10
[8 empty] | $/kWh | 0.2 | 0.21 | 0.2205 | 0.23153 | 0.2431 | 0.25526 | 0.26802 | 0.28142 | 0.29549 | 0.31027
escalation | bar: Yr 2 to Yr 10
Definitions:
Investment amount
Is the amount of CAPEX to be spent. It will all occurr in time 0, but may occurr over a period of time.
It will be a negative number
Improvement in Rental Income
These are cashflows that result from implementing the CAPEX spend and increasing the rent.
They are always a positive number
Reduced costs / OPEX savings
These are the savings generated by the CAPEX investment. For instance energy savings, reduced maintenance costs.
They are always a positive number
Cash outflows / expenses
These are cashflows that are an additional cost which result from implementing the CAPEX spend. For instance scheduled maintenance, metre reading charges, upgrade requirements
They are always a negative number
Terminal value (end of life / after ten years)
At the end of the life of an asset, it maybe sold. Terminal value is these net proceeds
This number maybe 0. It should be entered as 0 or could be a positive number if the capital item can be sold. It should be a net number after all disposal costs.
| Yr 1 | Yr 2 | Yr 3 | Yr 4 | Yr 5 | Yr 6
NSW | Yr 1: 0.125; Yr 2: 0.13875; Yr 3: 0.145 | Yr 7 | Yr 8 | Yr 9 | Yr 10
QLD | Yr 1: 0.125; Yr 2: 0.1375; Yr 3: 0.14875
VIC | Yr 1: 0.125; Yr 2: 0.13375; Yr 3: 0.13875
SA | Yr 1: 0.125; Yr 2: 0.125; Yr 3: 0.13
ACT | Yr 1: 0.125; Yr 2: 0.14; Yr 3: 0.145
Note on A13: Craig Roussac: this is increases over and above current forecast rent from spending CAPEX on this project
Note on A14: Craig Roussac: Each inflow / saving must be positive. Include all cash inflows and savings for duration of asset's life.
Note on A16: Craig Roussac: Each outflow / expense must be negative. Include all expenses for duration of asset's life.
Note on A17: Craig Roussac: Value may be positive or negative (eg if decommissioning and disposal costs are incurred) butbut occurs only once.
Note on A39: Craig Roussac: this is increases over and above current forecast rent from spending CAPEX on this project
Note on A43: Craig Roussac: Each inflow / saving must be positive. Include all cash inflows and savings for duration of asset's life.
Note on A53: Craig Roussac: Value may be positive or negative (eg if decommissioning and disposal costs are incurred) butbut occurs only once.

## 126P-OS (hidden)
Investa Property Group - Property Services
Prepared By: |  |  | Date:
Business Case For Capital Investment
[7 empty] | NLA | 39614
Project Title: | Various energy efficiency measures
Property: | 126 Phillip Street
Property No:
Capex No:
Description: | INSERT BRIEF DESCRIPTION- Hit [Alt] + [Enter] at same time to drop row
|  | Year 0 | Y1 | Y2 | Y3 | Y4 | Y5 | Y6 | Y7 | Y8 | Y9 | Y10
Investment amount |  | -117000 | 0 | 0 | 0 | 0 | 0 | 0 | 0 | 0 | 0 | 0
Improvement in Rental Income |  |  | 0 | 0 | 0 | 0 | 0 | 0 | 0 | 0 | 0 | 0
Reduced costs / OPEX savings |  |  | 139500 | 146475 | 153798.75 | 161488.6875 | 169563.1219 | 178041.278 | 186943.3419 | 196290.509 | 206105.0344 | 216410.2861
Cash outflows / expenses |  |  | 0 | 0 | 0 | 0 | 0 | 0 | 0 | 0 | 0 | 0
Terminal value (end of life / after ten years) |  |  | 0 | 0 | 0 | 0 | 0 | 0 | 0 | 0 | 0 | 0
Net cash flow |  | -117000 | 139500 | 146475 | 153798.75 | 161488.6875 | 169563.1219 | 178041.278 | 186943.3419 | 196290.509 | 206105.0344 | 216410.2861
savings $/m2 |  |  | 3.5215 | 3.6976 | 3.8824 | 4.0766 | 4.2804 | 4.4944 | 4.7191 | 4.9551 | 5.2028 | 5.463
Information to cut and paste into Strategic Asset Plan
[7 empty] | current | CURRENT | FY25 | FY26 | FY27 | FY28
Is this building a NET or GROSS LEASE building | NET | Y4: NABERS Rating; Y5: 5.2149; Y6: 5.1894; Y7: 5.1981; Y8: 5.2636
[6 empty] | Capex proposed: |  | 117000
Percentage net leases | 0% | Y4: IRR benefit; Y6: 124.2%
[6 empty] | Valuation impact potential |  | 2164026.4107
Cap rate | 7.5%
Av. annual NOI impact | 175461.6009
Information to cut and paste into Strategic Asset Plan:
[5 empty] | Current | CURRENT | FY25 | FY26
[5 empty] | 5.21493803000652 Stars | 5.1894 | 5.1981 | 5.2636
[5 empty] | Current | FY13* | FY14* | FY15*
[6 empty] | 117000 | 0 | 0
124.2%
2164026.4107
Note on A26: Craig Roussac: this is increases over and above current forecast rent from spending CAPEX on this project
Note on A27: Craig Roussac: Each inflow / saving must be positive. Include all cash inflows and savings for duration of asset's life.
Note on A29: Craig Roussac: Value may be positive or negative (eg if decommissioning and disposal costs are incurred) butbut occurs only once.

## 40M-IS (hidden)
Business Case Cashflow Template
Is this spend within Budget? Y or N | N
Interest Rate: | 0%
Percentage NET | 0%
|  | Year | Year 1 |  |  |  | Year 2 |  |  |  | Year 3 |  |  |  | Year 4 |  |  |  | Year 5 |  |  |  | Year 6 |  |  |  | Year 7 |  |  |  | Year 8 |  |  |  | Year 9 |  |  |  | Year 10
|  | Quarter | Q1 | Q2 | Q3 | Q4 | Q1 | Q2 | Q3 | Q4 | Q1 | Q2 | Q3 | Q4 | Q1 | Q2 | Q3 | Q4 | Q1 | Q2 | Q3 | Q4 | Q1 | Q2 | Q3 | Q4 | Q1 | Q2 | Q3 | Q4 | Q1 | Q2 | Q3 | Q4 | Q1 | Q2 | Q3 | Q4 | Q1 | Q2 | Q3 | Q4
Period (Quarter) |  | 0 | 1 | 2 | 3 | 4 | 5 | 6 | 7 | 8 | 9 | 10 | 11 | 12 | 13 | 14 | 15 | 16 | 17 | 18 | 19 | 20 | 21 | 22 | 23 | 24 | 25 | 26 | 27 | 28 | 29 | 30 | 31 | 32 | 33 | 34 | 35 | 36 | 37 | 38 | 39 | 40
Investment amount |  | -598000 | 0 | 0 | 0 | 0 | 0 | 0 | 0 | 0 | 0 | 0 | 0 | 0 | 0 | 0 | 0 | 0 | 0 | 0 | 0 | 0 | 0 | 0 | 0 | 0 | 0 | 0 | 0 | 0 | 0 | 0 | 0 | 0 | 0 | 0 | 0 | 0 | 0 | 0 | 0 | 0
Improvement in Rental Income |  |  | 0 | 0 | 0 | 0 | 0 | 0 | 0 | 0 | 0 | 0 | 0 | 0 | 0 | 0 | 0 | 0 | 0 | 0 | 0 | 0 | 0 | 0 | 0 | 0 | 0 | 0 | 0 | 0 | 0 | 0 | 0 | 0 | 0 | 0 | 0 | 0 | 0 | 0 | 0 | 0
Reduced costs / OPEX savings |  |  | 0 | 0 | 0 | 0 | 0 | 0 | 0 | 0 | 0 | 0 | 0 | 0 | 0 | 0 | 0 | 0 | 0 | 0 | 0 | 0 | 0 | 0 | 0 | 0 | 0 | 0 | 0 | 0 | 0 | 0 | 0 | 0 | 0 | 0 | 0 | 0 | 0 | 0 | 0 | 0
Reduced costs- energy savings | ENTER NO DATA |  | 1875 | 1875 | 1875 | 1875 | 1968.75 | 1968.75 | 1968.75 | 1968.75 | 2067.1875 | 2067.1875 | 2067.1875 | 2067.1875 | 2170.5469 | 2170.5469 | 2170.5469 | 2170.5469 | 2279.0742 | 2279.0742 | 2279.0742 | 2279.0742 | 2393.0279 | 2393.0279 | 2393.0279 | 2393.0279 | 2512.6793 | 2512.6793 | 2512.6793 | 2512.6793 | 2638.3133 | 2638.3133 | 2638.3133 | 2638.3133 | 2770.229 | 2770.229 | 2770.229 | 2770.229 | 2908.7404 | 2908.7404 | 2908.7404 | 2908.7404
Cash outflows / expenses |  |  | 0 | 0 | 0 | 0 | 0 | 0 | 0 | 0 | 0 | 0 | 0 | 0 | 0 | 0 | 0 | 0 | 0 | 0 | 0 | 0 | 0 | 0 | 0 | 0 | 0 | 0 | 0 | 0 | 0 | 0 | 0 | 0 | 0 | 0 | 0 | 0 | 0 | 0 | 0 | 0
Terminal value (end of life / after ten years) |  |  | 0 | 0 | 0 | 0 | 0 | 0 | 0 | 0 | 0 | 0 | 0 | 0 | 0 | 0 | 0 | 0 | 0 | 0 | 0 | 0 | 0 | 0 | 0 | 0 | 0 | 0 | 0 | 0 | 0 | 0 | 0 | 0 | 0 | 0 | 0 | 0 | 0 | 0 | 0 | 0
Net cash flow |  | -598000 | 1875 | 1875 | 1875 | 1875 | 1968.75 | 1968.75 | 1968.75 | 1968.75 | 2067.1875 | 2067.1875 | 2067.1875 | 2067.1875 | 2170.5469 | 2170.5469 | 2170.5469 | 2170.5469 | 2279.0742 | 2279.0742 | 2279.0742 | 2279.0742 | 2393.0279 | 2393.0279 | 2393.0279 | 2393.0279 | 2512.6793 | 2512.6793 | 2512.6793 | 2512.6793 | 2638.3133 | 2638.3133 | 2638.3133 | 2638.3133 | 2770.229 | 2770.229 | 2770.229 | 2770.229 | 2908.7404 | 2908.7404 | 2908.7404 | 2908.7404
Cumlative cashflow |  | -598000 | -596125 | -594250 | -592375 | -590500 | -588531.25 | -586562.5 | -584593.75 | -582625 | -580557.8125 | -578490.625 | -576423.4375 | -574356.25 | -572185.7031 | -570015.1562 | -567844.6094 | -565674.0625 | -563394.9883 | -561115.9141 | -558836.8398 | -556557.7656 | -554164.7377 | -551771.7098 | -549378.6818 | -546985.6539 | -544472.9746 | -541960.2953 | -539447.6159 | -536934.9366 | -534296.6233 | -531658.31 | -529019.9967 | -526381.6834 | -523611.4545 | -520841.2255 | -518070.9966 | -515300.7676 | -512392.0272 | -509483.2868 | -506574.5464 | -503665.806
Cost of Interest |  |  | 0 | 0 | 0 | 0 | 0 | 0 | 0 | 0 | 0 | 0 | 0 | 0 | 0 | 0 | 0 | 0 | 0 | 0 | 0 | 0 | 0 | 0 | 0 | 0 | 0 | 0 | 0 | 0 | 0 | 0 | 0 | 0 | 0 | 0 | 0 | 0 | 0 | 0 | 0 | 0
Cashflow after interest |  | -598000 | 1875 | 1875 | 1875 | 1875 | 1968.75 | 1968.75 | 1968.75 | 1968.75 | 2067.1875 | 2067.1875 | 2067.1875 | 2067.1875 | 2170.5469 | 2170.5469 | 2170.5469 | 2170.5469 | 2279.0742 | 2279.0742 | 2279.0742 | 2279.0742 | 2393.0279 | 2393.0279 | 2393.0279 | 2393.0279 | 2512.6793 | 2512.6793 | 2512.6793 | 2512.6793 | 2638.3133 | 2638.3133 | 2638.3133 | 2638.3133 | 2770.229 | 2770.229 | 2770.229 | 2770.229 | 2908.7404 | 2908.7404 | 2908.7404 | 2908.7404
Project cost estimate |  | Year 1 Q3 3: 598000; Year 2 Q1 5: 0; Year 2 Q2 6: $/kWh
If project will save electricity only, insert annual kWh savings here: |  |  |  |  | 37500 | kWh |  |  | Yr 1 | Yr 2 | Yr 3 | Yr 4 | Yr 5 | Yr 6 | Yr 7 | Yr 8 | Yr 9 | Yr 10
[8 empty] | $/kWh | 0.2 | 0.21 | 0.2205 | 0.23153 | 0.2431 | 0.25526 | 0.26802 | 0.28142 | 0.29549 | 0.31027
escalation | bar: Yr 2 to Yr 10
Definitions:
Investment amount
Is the amount of CAPEX to be spent. It will all occurr in time 0, but may occurr over a period of time.
It will be a negative number
Improvement in Rental Income
These are cashflows that result from implementing the CAPEX spend and increasing the rent.
They are always a positive number
Reduced costs / OPEX savings
These are the savings generated by the CAPEX investment. For instance energy savings, reduced maintenance costs.
They are always a positive number
Cash outflows / expenses
These are cashflows that are an additional cost which result from implementing the CAPEX spend. For instance scheduled maintenance, metre reading charges, upgrade requirements
They are always a negative number
Terminal value (end of life / after ten years)
At the end of the life of an asset, it maybe sold. Terminal value is these net proceeds
This number maybe 0. It should be entered as 0 or could be a positive number if the capital item can be sold. It should be a net number after all disposal costs.
| Yr 1 | Yr 2 | Yr 3 | Yr 4 | Yr 5 | Yr 6
NSW | Yr 1: 0.125; Yr 2: 0.13875; Yr 3: 0.145 | Yr 7 | Yr 8 | Yr 9 | Yr 10
QLD | Yr 1: 0.125; Yr 2: 0.1375; Yr 3: 0.14875
VIC | Yr 1: 0.125; Yr 2: 0.13375; Yr 3: 0.13875
SA | Yr 1: 0.125; Yr 2: 0.125; Yr 3: 0.13
ACT | Yr 1: 0.125; Yr 2: 0.14; Yr 3: 0.145
Note on A13: Craig Roussac: this is increases over and above current forecast rent from spending CAPEX on this project
Note on A14: Craig Roussac: Each inflow / saving must be positive. Include all cash inflows and savings for duration of asset's life.
Note on A16: Craig Roussac: Each outflow / expense must be negative. Include all expenses for duration of asset's life.
Note on A17: Craig Roussac: Value may be positive or negative (eg if decommissioning and disposal costs are incurred) butbut occurs only once.
Note on A39: Craig Roussac: this is increases over and above current forecast rent from spending CAPEX on this project
Note on A43: Craig Roussac: Each inflow / saving must be positive. Include all cash inflows and savings for duration of asset's life.
Note on A53: Craig Roussac: Value may be positive or negative (eg if decommissioning and disposal costs are incurred) butbut occurs only once.

## 40M-OS (hidden)
Investa Property Group - Property Services
Prepared By: |  |  | Date:
Business Case For Capital Investment
[7 empty] | NLA | 24152
Project Title: | Various energy efficiency measures
Property: | 40 Mount Street
Property No:
Capex No:
Description: | INSERT BRIEF DESCRIPTION- Hit [Alt] + [Enter] at same time to drop row
|  | Year 0 | Y1 | Y2 | Y3 | Y4 | Y5 | Y6 | Y7 | Y8 | Y9 | Y10
Investment amount |  | -598000 | 0 | 0 | 0 | 0 | 0 | 0 | 0 | 0 | 0 | 0
Improvement in Rental Income |  |  | 0 | 0 | 0 | 0 | 0 | 0 | 0 | 0 | 0 | 0
Reduced costs / OPEX savings |  |  | 7500 | 7875 | 8268.75 | 8682.1875 | 9116.2969 | 9572.1117 | 10050.7173 | 10553.2532 | 11080.9158 | 11634.9616
Cash outflows / expenses |  |  | 0 | 0 | 0 | 0 | 0 | 0 | 0 | 0 | 0 | 0
Terminal value (end of life / after ten years) |  |  | 0 | 0 | 0 | 0 | 0 | 0 | 0 | 0 | 0 | 0
Net cash flow |  | -598000 | 7500 | 7875 | 8268.75 | 8682.1875 | 9116.2969 | 9572.1117 | 10050.7173 | 10553.2532 | 11080.9158 | 11634.9616
savings $/m2 |  |  | 0.31053 | 0.32606 | 0.34236 | 0.35948 | 0.37746 | 0.39633 | 0.41614 | 0.43695 | 0.4588 | 0.48174
Information to cut and paste into Strategic Asset Plan
[7 empty] | current | CURRENT | FY25 | FY26 | FY27 | FY28
Is this building a NET or GROSS LEASE building | NET | Y4: NABERS Rating; Y5: 5.9325; Y6: 5.8217; Y7: 5.8107; Y8: 5.8107
[6 empty] | Capex proposed: |  | 598000
Percentage net leases | 0% | Y4: IRR benefit; Y6: -23.5%
[6 empty] | Valuation impact potential |  | 116345.506
Cap rate | 7.5%
Av. annual NOI impact | 9433.4194
Information to cut and paste into Strategic Asset Plan:
[5 empty] | Current | CURRENT | FY25 | FY26
[5 empty] | 5.93248532289628 Stars | 5.8217 | 5.8107 | 5.8107
[5 empty] | Current | FY13* | FY14* | FY15*
[6 empty] | 598000 | 0 | 0
-23.5%
116345.506
Note on A26: Craig Roussac: this is increases over and above current forecast rent from spending CAPEX on this project
Note on A27: Craig Roussac: Each inflow / saving must be positive. Include all cash inflows and savings for duration of asset's life.
Note on A29: Craig Roussac: Value may be positive or negative (eg if decommissioning and disposal costs are incurred) butbut occurs only once.

## 420G-IS (hidden)
Business Case Cashflow Template
Is this spend within Budget? Y or N | N
Interest Rate: | 0%
Percentage NET | 0%
|  | Year | Year 1 |  |  |  | Year 2 |  |  |  | Year 3 |  |  |  | Year 4 |  |  |  | Year 5 |  |  |  | Year 6 |  |  |  | Year 7 |  |  |  | Year 8 |  |  |  | Year 9 |  |  |  | Year 10
|  | Quarter | Q1 | Q2 | Q3 | Q4 | Q1 | Q2 | Q3 | Q4 | Q1 | Q2 | Q3 | Q4 | Q1 | Q2 | Q3 | Q4 | Q1 | Q2 | Q3 | Q4 | Q1 | Q2 | Q3 | Q4 | Q1 | Q2 | Q3 | Q4 | Q1 | Q2 | Q3 | Q4 | Q1 | Q2 | Q3 | Q4 | Q1 | Q2 | Q3 | Q4
Period (Quarter) |  | 0 | 1 | 2 | 3 | 4 | 5 | 6 | 7 | 8 | 9 | 10 | 11 | 12 | 13 | 14 | 15 | 16 | 17 | 18 | 19 | 20 | 21 | 22 | 23 | 24 | 25 | 26 | 27 | 28 | 29 | 30 | 31 | 32 | 33 | 34 | 35 | 36 | 37 | 38 | 39 | 40
Investment amount |  | -126100 | 0 | 0 | 0 | 0 | 0 | 0 | 0 | 0 | 0 | 0 | 0 | 0 | 0 | 0 | 0 | 0 | 0 | 0 | 0 | 0 | 0 | 0 | 0 | 0 | 0 | 0 | 0 | 0 | 0 | 0 | 0 | 0 | 0 | 0 | 0 | 0 | 0 | 0 | 0 | 0
Improvement in Rental Income |  |  | 0 | 0 | 0 | 0 | 0 | 0 | 0 | 0 | 0 | 0 | 0 | 0 | 0 | 0 | 0 | 0 | 0 | 0 | 0 | 0 | 0 | 0 | 0 | 0 | 0 | 0 | 0 | 0 | 0 | 0 | 0 | 0 | 0 | 0 | 0 | 0 | 0 | 0 | 0 | 0
Reduced costs / OPEX savings |  |  | 0 | 0 | 0 | 0 | 0 | 0 | 0 | 0 | 0 | 0 | 0 | 0 | 0 | 0 | 0 | 0 | 0 | 0 | 0 | 0 | 0 | 0 | 0 | 0 | 0 | 0 | 0 | 0 | 0 | 0 | 0 | 0 | 0 | 0 | 0 | 0 | 0 | 0 | 0 | 0
Reduced costs- energy savings | ENTER NO DATA |  | 13312.5 | 13312.5 | 13312.5 | 13312.5 | 13978.125 | 13978.125 | 13978.125 | 13978.125 | 14677.0313 | 14677.0313 | 14677.0313 | 14677.0313 | 15410.8828 | 15410.8828 | 15410.8828 | 15410.8828 | 16181.427 | 16181.427 | 16181.427 | 16181.427 | 16990.4983 | 16990.4983 | 16990.4983 | 16990.4983 | 17840.0232 | 17840.0232 | 17840.0232 | 17840.0232 | 18732.0244 | 18732.0244 | 18732.0244 | 18732.0244 | 19668.6256 | 19668.6256 | 19668.6256 | 19668.6256 | 20652.0569 | 20652.0569 | 20652.0569 | 20652.0569
Cash outflows / expenses |  |  | 0 | 0 | 0 | 0 | 0 | 0 | 0 | 0 | 0 | 0 | 0 | 0 | 0 | 0 | 0 | 0 | 0 | 0 | 0 | 0 | 0 | 0 | 0 | 0 | 0 | 0 | 0 | 0 | 0 | 0 | 0 | 0 | 0 | 0 | 0 | 0 | 0 | 0 | 0 | 0
Terminal value (end of life / after ten years) |  |  | 0 | 0 | 0 | 0 | 0 | 0 | 0 | 0 | 0 | 0 | 0 | 0 | 0 | 0 | 0 | 0 | 0 | 0 | 0 | 0 | 0 | 0 | 0 | 0 | 0 | 0 | 0 | 0 | 0 | 0 | 0 | 0 | 0 | 0 | 0 | 0 | 0 | 0 | 0 | 0
Net cash flow |  | -126100 | 13312.5 | 13312.5 | 13312.5 | 13312.5 | 13978.125 | 13978.125 | 13978.125 | 13978.125 | 14677.0313 | 14677.0313 | 14677.0313 | 14677.0313 | 15410.8828 | 15410.8828 | 15410.8828 | 15410.8828 | 16181.427 | 16181.427 | 16181.427 | 16181.427 | 16990.4983 | 16990.4983 | 16990.4983 | 16990.4983 | 17840.0232 | 17840.0232 | 17840.0232 | 17840.0232 | 18732.0244 | 18732.0244 | 18732.0244 | 18732.0244 | 19668.6256 | 19668.6256 | 19668.6256 | 19668.6256 | 20652.0569 | 20652.0569 | 20652.0569 | 20652.0569
Cumlative cashflow |  | -126100 | -112787.5 | -99475 | -86162.5 | -72850 | -58871.875 | -44893.75 | -30915.625 | -16937.5 | -2260.4687 | 12416.5625 | 27093.5938 | 41770.625 | 57181.5078 | 72592.3906 | 88003.2734 | 103414.1563 | 119595.5832 | 135777.0102 | 151958.4371 | 168139.8641 | 185130.3624 | 202120.8607 | 219111.359 | 236101.8573 | 253941.8805 | 271781.9037 | 289621.9269 | 307461.9501 | 326193.9745 | 344925.9989 | 363658.0233 | 382390.0476 | 402058.6732 | 421727.2988 | 441395.9244 | 461064.55 | 481716.6069 | 502368.6638 | 523020.7206 | 543672.7775
Cost of Interest |  |  | 0 | 0 | 0 | 0 | 0 | 0 | 0 | 0 | 0 | 0 | 0 | 0 | 0 | 0 | 0 | 0 | 0 | 0 | 0 | 0 | 0 | 0 | 0 | 0 | 0 | 0 | 0 | 0 | 0 | 0 | 0 | 0 | 0 | 0 | 0 | 0 | 0 | 0 | 0 | 0
Cashflow after interest |  | -126100 | 13312.5 | 13312.5 | 13312.5 | 13312.5 | 13978.125 | 13978.125 | 13978.125 | 13978.125 | 14677.0313 | 14677.0313 | 14677.0313 | 14677.0313 | 15410.8828 | 15410.8828 | 15410.8828 | 15410.8828 | 16181.427 | 16181.427 | 16181.427 | 16181.427 | 16990.4983 | 16990.4983 | 16990.4983 | 16990.4983 | 17840.0232 | 17840.0232 | 17840.0232 | 17840.0232 | 18732.0244 | 18732.0244 | 18732.0244 | 18732.0244 | 19668.6256 | 19668.6256 | 19668.6256 | 19668.6256 | 20652.0569 | 20652.0569 | 20652.0569 | 20652.0569
Project cost estimate |  | Year 1 Q3 3: 126100; Year 2 Q1 5: 0; Year 2 Q2 6: $/kWh
If project will save electricity only, insert annual kWh savings here: |  |  |  |  | 266250 | kWh |  |  | Yr 1 | Yr 2 | Yr 3 | Yr 4 | Yr 5 | Yr 6 | Yr 7 | Yr 8 | Yr 9 | Yr 10
[8 empty] | $/kWh | 0.2 | 0.21 | 0.2205 | 0.23153 | 0.2431 | 0.25526 | 0.26802 | 0.28142 | 0.29549 | 0.31027
escalation | bar: Yr 2 to Yr 10
Definitions:
Investment amount
Is the amount of CAPEX to be spent. It will all occurr in time 0, but may occurr over a period of time.
It will be a negative number
Improvement in Rental Income
These are cashflows that result from implementing the CAPEX spend and increasing the rent.
They are always a positive number
Reduced costs / OPEX savings
These are the savings generated by the CAPEX investment. For instance energy savings, reduced maintenance costs.
They are always a positive number
Cash outflows / expenses
These are cashflows that are an additional cost which result from implementing the CAPEX spend. For instance scheduled maintenance, metre reading charges, upgrade requirements
They are always a negative number
Terminal value (end of life / after ten years)
At the end of the life of an asset, it maybe sold. Terminal value is these net proceeds
This number maybe 0. It should be entered as 0 or could be a positive number if the capital item can be sold. It should be a net number after all disposal costs.
| Yr 1 | Yr 2 | Yr 3 | Yr 4 | Yr 5 | Yr 6
NSW | Yr 1: 0.125; Yr 2: 0.13875; Yr 3: 0.145 | Yr 7 | Yr 8 | Yr 9 | Yr 10
QLD | Yr 1: 0.125; Yr 2: 0.1375; Yr 3: 0.14875
VIC | Yr 1: 0.125; Yr 2: 0.13375; Yr 3: 0.13875
SA | Yr 1: 0.125; Yr 2: 0.125; Yr 3: 0.13
ACT | Yr 1: 0.125; Yr 2: 0.14; Yr 3: 0.145
Note on A13: Craig Roussac: this is increases over and above current forecast rent from spending CAPEX on this project
Note on A14: Craig Roussac: Each inflow / saving must be positive. Include all cash inflows and savings for duration of asset's life.
Note on A16: Craig Roussac: Each outflow / expense must be negative. Include all expenses for duration of asset's life.
Note on A17: Craig Roussac: Value may be positive or negative (eg if decommissioning and disposal costs are incurred) butbut occurs only once.
Note on A39: Craig Roussac: this is increases over and above current forecast rent from spending CAPEX on this project
Note on A43: Craig Roussac: Each inflow / saving must be positive. Include all cash inflows and savings for duration of asset's life.
Note on A53: Craig Roussac: Value may be positive or negative (eg if decommissioning and disposal costs are incurred) butbut occurs only once.

## 420G-OS (hidden)
Investa Property Group - Property Services
Prepared By: |  |  | Date:
Business Case For Capital Investment
[7 empty] | NLA | 27708
Project Title: | Various energy efficiency measures
Property: | 420 George Street
Property No:
Capex No:
Description: | INSERT BRIEF DESCRIPTION- Hit [Alt] + [Enter] at same time to drop row
|  | Year 0 | Y1 | Y2 | Y3 | Y4 | Y5 | Y6 | Y7 | Y8 | Y9 | Y10
Investment amount |  | -126100 | 0 | 0 | 0 | 0 | 0 | 0 | 0 | 0 | 0 | 0
Improvement in Rental Income |  |  | 0 | 0 | 0 | 0 | 0 | 0 | 0 | 0 | 0 | 0
Reduced costs / OPEX savings |  |  | 53250 | 55912.5 | 58708.125 | 61643.5313 | 64725.7078 | 67961.9932 | 71360.0929 | 74928.0975 | 78674.5024 | 82608.2275
Cash outflows / expenses |  |  | 0 | 0 | 0 | 0 | 0 | 0 | 0 | 0 | 0 | 0
Terminal value (end of life / after ten years) |  |  | 0 | 0 | 0 | 0 | 0 | 0 | 0 | 0 | 0 | 0
Net cash flow |  | -126100 | 53250 | 55912.5 | 58708.125 | 61643.5313 | 64725.7078 | 67961.9932 | 71360.0929 | 74928.0975 | 78674.5024 | 82608.2275
savings $/m2 |  |  | 1.9218 | 2.0179 | 2.1188 | 2.2248 | 2.336 | 2.4528 | 2.5754 | 2.7042 | 2.8394 | 2.9814
Information to cut and paste into Strategic Asset Plan
[7 empty] | current | CURRENT | FY25 | FY26 | FY27 | FY28
Is this building a NET or GROSS LEASE building | NET | Y4: NABERS Rating; Y5: 5.5085; Y6: 5.4481; Y7: 5.5007; Y8: 5.5007
[6 empty] | Capex proposed: |  | 126100
Percentage net leases | 0% | Y4: IRR benefit; Y6: 45.62%
[6 empty] | Valuation impact potential |  | 826053.0923
Cap rate | 7.5%
Av. annual NOI impact | 66977.2778
Information to cut and paste into Strategic Asset Plan:
[5 empty] | Current | CURRENT | FY25 | FY26
[5 empty] | 5.50848010437052 Stars | 5.4481 | 5.5007 | 5.5007
[5 empty] | Current | FY13* | FY14* | FY15*
[6 empty] | 126100 | 0 | 0
45.62%
826053.0923
Note on A26: Craig Roussac: this is increases over and above current forecast rent from spending CAPEX on this project
Note on A27: Craig Roussac: Each inflow / saving must be positive. Include all cash inflows and savings for duration of asset's life.
Note on A29: Craig Roussac: Value may be positive or negative (eg if decommissioning and disposal costs are incurred) butbut occurs only once.

## 201K-IS (hidden)
Business Case Cashflow Template
Is this spend within Budget? Y or N | N
Interest Rate: | 0%
Percentage NET | 0%
|  | Year | Year 1 |  |  |  | Year 2 |  |  |  | Year 3 |  |  |  | Year 4 |  |  |  | Year 5 |  |  |  | Year 6 |  |  |  | Year 7 |  |  |  | Year 8 |  |  |  | Year 9 |  |  |  | Year 10
|  | Quarter | Q1 | Q2 | Q3 | Q4 | Q1 | Q2 | Q3 | Q4 | Q1 | Q2 | Q3 | Q4 | Q1 | Q2 | Q3 | Q4 | Q1 | Q2 | Q3 | Q4 | Q1 | Q2 | Q3 | Q4 | Q1 | Q2 | Q3 | Q4 | Q1 | Q2 | Q3 | Q4 | Q1 | Q2 | Q3 | Q4 | Q1 | Q2 | Q3 | Q4
Period (Quarter) |  | 0 | 1 | 2 | 3 | 4 | 5 | 6 | 7 | 8 | 9 | 10 | 11 | 12 | 13 | 14 | 15 | 16 | 17 | 18 | 19 | 20 | 21 | 22 | 23 | 24 | 25 | 26 | 27 | 28 | 29 | 30 | 31 | 32 | 33 | 34 | 35 | 36 | 37 | 38 | 39 | 40
Investment amount |  | -256340 | 0 | 0 | 0 | 0 | 0 | 0 | 0 | 0 | 0 | 0 | 0 | 0 | 0 | 0 | 0 | 0 | 0 | 0 | 0 | 0 | 0 | 0 | 0 | 0 | 0 | 0 | 0 | 0 | 0 | 0 | 0 | 0 | 0 | 0 | 0 | 0 | 0 | 0 | 0 | 0
Improvement in Rental Income |  |  | 0 | 0 | 0 | 0 | 0 | 0 | 0 | 0 | 0 | 0 | 0 | 0 | 0 | 0 | 0 | 0 | 0 | 0 | 0 | 0 | 0 | 0 | 0 | 0 | 0 | 0 | 0 | 0 | 0 | 0 | 0 | 0 | 0 | 0 | 0 | 0 | 0 | 0 | 0 | 0
Reduced costs / OPEX savings |  |  | 0 | 0 | 0 | 0 | 0 | 0 | 0 | 0 | 0 | 0 | 0 | 0 | 0 | 0 | 0 | 0 | 0 | 0 | 0 | 0 | 0 | 0 | 0 | 0 | 0 | 0 | 0 | 0 | 0 | 0 | 0 | 0 | 0 | 0 | 0 | 0 | 0 | 0 | 0 | 0
Reduced costs- energy savings | ENTER NO DATA |  | 49500 | 49500 | 49500 | 49500 | 51975 | 51975 | 51975 | 51975 | 54573.75 | 54573.75 | 54573.75 | 54573.75 | 57302.4375 | 57302.4375 | 57302.4375 | 57302.4375 | 60167.5594 | 60167.5594 | 60167.5594 | 60167.5594 | 63175.9373 | 63175.9373 | 63175.9373 | 63175.9373 | 66334.7342 | 66334.7342 | 66334.7342 | 66334.7342 | 69651.4709 | 69651.4709 | 69651.4709 | 69651.4709 | 73134.0445 | 73134.0445 | 73134.0445 | 73134.0445 | 76790.7467 | 76790.7467 | 76790.7467 | 76790.7467
Cash outflows / expenses |  |  | 0 | 0 | 0 | 0 | 0 | 0 | 0 | 0 | 0 | 0 | 0 | 0 | 0 | 0 | 0 | 0 | 0 | 0 | 0 | 0 | 0 | 0 | 0 | 0 | 0 | 0 | 0 | 0 | 0 | 0 | 0 | 0 | 0 | 0 | 0 | 0 | 0 | 0 | 0 | 0
Terminal value (end of life / after ten years) |  |  | 0 | 0 | 0 | 0 | 0 | 0 | 0 | 0 | 0 | 0 | 0 | 0 | 0 | 0 | 0 | 0 | 0 | 0 | 0 | 0 | 0 | 0 | 0 | 0 | 0 | 0 | 0 | 0 | 0 | 0 | 0 | 0 | 0 | 0 | 0 | 0 | 0 | 0 | 0 | 0
Net cash flow |  | -256340 | 49500 | 49500 | 49500 | 49500 | 51975 | 51975 | 51975 | 51975 | 54573.75 | 54573.75 | 54573.75 | 54573.75 | 57302.4375 | 57302.4375 | 57302.4375 | 57302.4375 | 60167.5594 | 60167.5594 | 60167.5594 | 60167.5594 | 63175.9373 | 63175.9373 | 63175.9373 | 63175.9373 | 66334.7342 | 66334.7342 | 66334.7342 | 66334.7342 | 69651.4709 | 69651.4709 | 69651.4709 | 69651.4709 | 73134.0445 | 73134.0445 | 73134.0445 | 73134.0445 | 76790.7467 | 76790.7467 | 76790.7467 | 76790.7467
Cumlative cashflow |  | -256340 | -206840 | -157340 | -107840 | -58340 | -6365 | 45610 | 97585 | 149560 | 204133.75 | 258707.5 | 313281.25 | 367855 | 425157.4375 | 482459.875 | 539762.3125 | 597064.75 | 657232.3094 | 717399.8688 | 777567.4281 | 837734.9875 | 900910.9248 | 964086.8622 | 1027262.7995 | 1090438.7369 | 1156773.4711 | 1223108.2053 | 1289442.9395 | 1355777.6737 | 1425429.1446 | 1495080.6156 | 1564732.0865 | 1634383.5574 | 1707517.6019 | 1780651.6463 | 1853785.6908 | 1926919.7353 | 2003710.482 | 2080501.2287 | 2157291.9753 | 2234082.722
Cost of Interest |  |  | 0 | 0 | 0 | 0 | 0 | 0 | 0 | 0 | 0 | 0 | 0 | 0 | 0 | 0 | 0 | 0 | 0 | 0 | 0 | 0 | 0 | 0 | 0 | 0 | 0 | 0 | 0 | 0 | 0 | 0 | 0 | 0 | 0 | 0 | 0 | 0 | 0 | 0 | 0 | 0
Cashflow after interest |  | -256340 | 49500 | 49500 | 49500 | 49500 | 51975 | 51975 | 51975 | 51975 | 54573.75 | 54573.75 | 54573.75 | 54573.75 | 57302.4375 | 57302.4375 | 57302.4375 | 57302.4375 | 60167.5594 | 60167.5594 | 60167.5594 | 60167.5594 | 63175.9373 | 63175.9373 | 63175.9373 | 63175.9373 | 66334.7342 | 66334.7342 | 66334.7342 | 66334.7342 | 69651.4709 | 69651.4709 | 69651.4709 | 69651.4709 | 73134.0445 | 73134.0445 | 73134.0445 | 73134.0445 | 76790.7467 | 76790.7467 | 76790.7467 | 76790.7467
Project cost estimate |  | Year 1 Q3 3: 256340; Year 2 Q1 5: 0; Year 2 Q2 6: $/kWh
If project will save electricity only, insert annual kWh savings here: |  |  |  |  | 990000 | kWh |  |  | Yr 1 | Yr 2 | Yr 3 | Yr 4 | Yr 5 | Yr 6 | Yr 7 | Yr 8 | Yr 9 | Yr 10
[8 empty] | $/kWh | 0.2 | 0.21 | 0.2205 | 0.23153 | 0.2431 | 0.25526 | 0.26802 | 0.28142 | 0.29549 | 0.31027
escalation | bar: Yr 2 to Yr 10
Definitions:
Investment amount
Is the amount of CAPEX to be spent. It will all occurr in time 0, but may occurr over a period of time.
It will be a negative number
Improvement in Rental Income
These are cashflows that result from implementing the CAPEX spend and increasing the rent.
They are always a positive number
Reduced costs / OPEX savings
These are the savings generated by the CAPEX investment. For instance energy savings, reduced maintenance costs.
They are always a positive number
Cash outflows / expenses
These are cashflows that are an additional cost which result from implementing the CAPEX spend. For instance scheduled maintenance, metre reading charges, upgrade requirements
They are always a negative number
Terminal value (end of life / after ten years)
At the end of the life of an asset, it maybe sold. Terminal value is these net proceeds
This number maybe 0. It should be entered as 0 or could be a positive number if the capital item can be sold. It should be a net number after all disposal costs.
| Yr 1 | Yr 2 | Yr 3 | Yr 4 | Yr 5 | Yr 6
NSW | Yr 1: 0.125; Yr 2: 0.13875; Yr 3: 0.145 | Yr 7 | Yr 8 | Yr 9 | Yr 10
QLD | Yr 1: 0.125; Yr 2: 0.1375; Yr 3: 0.14875
VIC | Yr 1: 0.125; Yr 2: 0.13375; Yr 3: 0.13875
SA | Yr 1: 0.125; Yr 2: 0.125; Yr 3: 0.13
ACT | Yr 1: 0.125; Yr 2: 0.14; Yr 3: 0.145
Note on A13: Craig Roussac: this is increases over and above current forecast rent from spending CAPEX on this project
Note on A14: Craig Roussac: Each inflow / saving must be positive. Include all cash inflows and savings for duration of asset's life.
Note on A16: Craig Roussac: Each outflow / expense must be negative. Include all expenses for duration of asset's life.
Note on A17: Craig Roussac: Value may be positive or negative (eg if decommissioning and disposal costs are incurred) butbut occurs only once.
Note on A39: Craig Roussac: this is increases over and above current forecast rent from spending CAPEX on this project
Note on A43: Craig Roussac: Each inflow / saving must be positive. Include all cash inflows and savings for duration of asset's life.
Note on A53: Craig Roussac: Value may be positive or negative (eg if decommissioning and disposal costs are incurred) butbut occurs only once.

## 201K-OS (hidden)
Investa Property Group - Property Services
Prepared By: |  |  | Date:
Business Case For Capital Investment
[7 empty] | NLA | 27599.5
Project Title: | Various energy efficiency measures
Property: | 201 Kent Street
Property No:
Capex No:
Description: | INSERT BRIEF DESCRIPTION- Hit [Alt] + [Enter] at same time to drop row
|  | Year 0 | Y1 | Y2 | Y3 | Y4 | Y5 | Y6 | Y7 | Y8 | Y9 | Y10
Investment amount |  | -256340 | 0 | 0 | 0 | 0 | 0 | 0 | 0 | 0 | 0 | 0
Improvement in Rental Income |  |  | 0 | 0 | 0 | 0 | 0 | 0 | 0 | 0 | 0 | 0
Reduced costs / OPEX savings |  |  | 198000 | 207900 | 218295 | 229209.75 | 240670.2375 | 252703.7494 | 265338.9368 | 278605.8837 | 292536.1779 | 307162.9868
Cash outflows / expenses |  |  | 0 | 0 | 0 | 0 | 0 | 0 | 0 | 0 | 0 | 0
Terminal value (end of life / after ten years) |  |  | 0 | 0 | 0 | 0 | 0 | 0 | 0 | 0 | 0 | 0
Net cash flow |  | -256340 | 198000 | 207900 | 218295 | 229209.75 | 240670.2375 | 252703.7494 | 265338.9368 | 278605.8837 | 292536.1779 | 307162.9868
savings $/m2 |  |  | 7.174 | 7.5327 | 7.9094 | 8.3049 | 8.7201 | 9.1561 | 9.6139 | 10.0946 | 10.5993 | 11.1293
Information to cut and paste into Strategic Asset Plan
[7 empty] | current | CURRENT | FY25 | FY26 | FY27 | FY28
Is this building a NET or GROSS LEASE building | NET | Y4: NABERS Rating; Y5: 5.6063; Y6: 5.5343; Y7: 5.5547; Y8: 5.8932
[6 empty] | Capex proposed: |  | 256340
Percentage net leases | 0% | Y4: IRR benefit; Y6: 81.92%
[6 empty] | Valuation impact potential |  | 3071521.3572
Cap rate | 7.5%
Av. annual NOI impact | 249042.2722
Information to cut and paste into Strategic Asset Plan:
[5 empty] | Current | CURRENT | FY25 | FY26
[5 empty] | 5.60632746249185 Stars | 5.5343 | 5.5547 | 5.8932
[5 empty] | Current | FY13* | FY14* | FY15*
[6 empty] | 256340 | 0 | 0
81.92%
3071521.3572
Note on A26: Craig Roussac: this is increases over and above current forecast rent from spending CAPEX on this project
Note on A27: Craig Roussac: Each inflow / saving must be positive. Include all cash inflows and savings for duration of asset's life.
Note on A29: Craig Roussac: Value may be positive or negative (eg if decommissioning and disposal costs are incurred) butbut occurs only once.

## 20B-IS (hidden)
Business Case Cashflow Template
Is this spend within Budget? Y or N | N
Interest Rate: | 0%
Percentage NET | 0%
|  | Year | Year 1 |  |  |  | Year 2 |  |  |  | Year 3 |  |  |  | Year 4 |  |  |  | Year 5 |  |  |  | Year 6 |  |  |  | Year 7 |  |  |  | Year 8 |  |  |  | Year 9 |  |  |  | Year 10
|  | Quarter | Q1 | Q2 | Q3 | Q4 | Q1 | Q2 | Q3 | Q4 | Q1 | Q2 | Q3 | Q4 | Q1 | Q2 | Q3 | Q4 | Q1 | Q2 | Q3 | Q4 | Q1 | Q2 | Q3 | Q4 | Q1 | Q2 | Q3 | Q4 | Q1 | Q2 | Q3 | Q4 | Q1 | Q2 | Q3 | Q4 | Q1 | Q2 | Q3 | Q4
Period (Quarter) |  | 0 | 1 | 2 | 3 | 4 | 5 | 6 | 7 | 8 | 9 | 10 | 11 | 12 | 13 | 14 | 15 | 16 | 17 | 18 | 19 | 20 | 21 | 22 | 23 | 24 | 25 | 26 | 27 | 28 | 29 | 30 | 31 | 32 | 33 | 34 | 35 | 36 | 37 | 38 | 39 | 40
Investment amount |  | -226200 | 0 | 0 | 0 | 0 | 0 | 0 | 0 | 0 | 0 | 0 | 0 | 0 | 0 | 0 | 0 | 0 | 0 | 0 | 0 | 0 | 0 | 0 | 0 | 0 | 0 | 0 | 0 | 0 | 0 | 0 | 0 | 0 | 0 | 0 | 0 | 0 | 0 | 0 | 0 | 0
Improvement in Rental Income |  |  | 0 | 0 | 0 | 0 | 0 | 0 | 0 | 0 | 0 | 0 | 0 | 0 | 0 | 0 | 0 | 0 | 0 | 0 | 0 | 0 | 0 | 0 | 0 | 0 | 0 | 0 | 0 | 0 | 0 | 0 | 0 | 0 | 0 | 0 | 0 | 0 | 0 | 0 | 0 | 0
Reduced costs / OPEX savings |  |  | 0 | 0 | 0 | 0 | 0 | 0 | 0 | 0 | 0 | 0 | 0 | 0 | 0 | 0 | 0 | 0 | 0 | 0 | 0 | 0 | 0 | 0 | 0 | 0 | 0 | 0 | 0 | 0 | 0 | 0 | 0 | 0 | 0 | 0 | 0 | 0 | 0 | 0 | 0 | 0
Reduced costs- energy savings | ENTER NO DATA |  | 0 | 0 | 0 | 0 | 0 | 0 | 0 | 0 | 0 | 0 | 0 | 0 | 0 | 0 | 0 | 0 | 0 | 0 | 0 | 0 | 0 | 0 | 0 | 0 | 0 | 0 | 0 | 0 | 0 | 0 | 0 | 0 | 0 | 0 | 0 | 0 | 0 | 0 | 0 | 0
Cash outflows / expenses |  |  | 0 | 0 | 0 | 0 | 0 | 0 | 0 | 0 | 0 | 0 | 0 | 0 | 0 | 0 | 0 | 0 | 0 | 0 | 0 | 0 | 0 | 0 | 0 | 0 | 0 | 0 | 0 | 0 | 0 | 0 | 0 | 0 | 0 | 0 | 0 | 0 | 0 | 0 | 0 | 0
Terminal value (end of life / after ten years) |  |  | 0 | 0 | 0 | 0 | 0 | 0 | 0 | 0 | 0 | 0 | 0 | 0 | 0 | 0 | 0 | 0 | 0 | 0 | 0 | 0 | 0 | 0 | 0 | 0 | 0 | 0 | 0 | 0 | 0 | 0 | 0 | 0 | 0 | 0 | 0 | 0 | 0 | 0 | 0 | 0
Net cash flow |  | -226200 | 0 | 0 | 0 | 0 | 0 | 0 | 0 | 0 | 0 | 0 | 0 | 0 | 0 | 0 | 0 | 0 | 0 | 0 | 0 | 0 | 0 | 0 | 0 | 0 | 0 | 0 | 0 | 0 | 0 | 0 | 0 | 0 | 0 | 0 | 0 | 0 | 0 | 0 | 0 | 0
Cumlative cashflow |  | -226200 | -226200 | -226200 | -226200 | -226200 | -226200 | -226200 | -226200 | -226200 | -226200 | -226200 | -226200 | -226200 | -226200 | -226200 | -226200 | -226200 | -226200 | -226200 | -226200 | -226200 | -226200 | -226200 | -226200 | -226200 | -226200 | -226200 | -226200 | -226200 | -226200 | -226200 | -226200 | -226200 | -226200 | -226200 | -226200 | -226200 | -226200 | -226200 | -226200 | -226200
Cost of Interest |  |  | 0 | 0 | 0 | 0 | 0 | 0 | 0 | 0 | 0 | 0 | 0 | 0 | 0 | 0 | 0 | 0 | 0 | 0 | 0 | 0 | 0 | 0 | 0 | 0 | 0 | 0 | 0 | 0 | 0 | 0 | 0 | 0 | 0 | 0 | 0 | 0 | 0 | 0 | 0 | 0
Cashflow after interest |  | -226200 | 0 | 0 | 0 | 0 | 0 | 0 | 0 | 0 | 0 | 0 | 0 | 0 | 0 | 0 | 0 | 0 | 0 | 0 | 0 | 0 | 0 | 0 | 0 | 0 | 0 | 0 | 0 | 0 | 0 | 0 | 0 | 0 | 0 | 0 | 0 | 0 | 0 | 0 | 0 | 0
Project cost estimate |  | Year 1 Q3 3: 226200; Year 2 Q1 5: #DIV/0!; Year 2 Q2 6: $/kWh
If project will save electricity only, insert annual kWh savings here: |  |  |  |  | 0 | kWh |  |  | Yr 1 | Yr 2 | Yr 3 | Yr 4 | Yr 5 | Yr 6 | Yr 7 | Yr 8 | Yr 9 | Yr 10
[8 empty] | $/kWh | 0.2 | 0.21 | 0.2205 | 0.23153 | 0.2431 | 0.25526 | 0.26802 | 0.28142 | 0.29549 | 0.31027
escalation | bar: Yr 2 to Yr 10
Definitions:
Investment amount
Is the amount of CAPEX to be spent. It will all occurr in time 0, but may occurr over a period of time.
It will be a negative number
Improvement in Rental Income
These are cashflows that result from implementing the CAPEX spend and increasing the rent.
They are always a positive number
Reduced costs / OPEX savings
These are the savings generated by the CAPEX investment. For instance energy savings, reduced maintenance costs.
They are always a positive number
Cash outflows / expenses
These are cashflows that are an additional cost which result from implementing the CAPEX spend. For instance scheduled maintenance, metre reading charges, upgrade requirements
They are always a negative number
Terminal value (end of life / after ten years)
At the end of the life of an asset, it maybe sold. Terminal value is these net proceeds
This number maybe 0. It should be entered as 0 or could be a positive number if the capital item can be sold. It should be a net number after all disposal costs.
| Yr 1 | Yr 2 | Yr 3 | Yr 4 | Yr 5 | Yr 6
NSW | Yr 1: 0.125; Yr 2: 0.13875; Yr 3: 0.145 | Yr 7 | Yr 8 | Yr 9 | Yr 10
QLD | Yr 1: 0.125; Yr 2: 0.1375; Yr 3: 0.14875
VIC | Yr 1: 0.125; Yr 2: 0.13375; Yr 3: 0.13875
SA | Yr 1: 0.125; Yr 2: 0.125; Yr 3: 0.13
ACT | Yr 1: 0.125; Yr 2: 0.14; Yr 3: 0.145
Note on A13: Craig Roussac: this is increases over and above current forecast rent from spending CAPEX on this project
Note on A14: Craig Roussac: Each inflow / saving must be positive. Include all cash inflows and savings for duration of asset's life.
Note on A16: Craig Roussac: Each outflow / expense must be negative. Include all expenses for duration of asset's life.
Note on A17: Craig Roussac: Value may be positive or negative (eg if decommissioning and disposal costs are incurred) butbut occurs only once.
Note on A39: Craig Roussac: this is increases over and above current forecast rent from spending CAPEX on this project
Note on A43: Craig Roussac: Each inflow / saving must be positive. Include all cash inflows and savings for duration of asset's life.
Note on A53: Craig Roussac: Value may be positive or negative (eg if decommissioning and disposal costs are incurred) butbut occurs only once.

## 20B-OS (hidden)
Investa Property Group - Property Services
Prepared By: |  |  | Date:
Business Case For Capital Investment
[7 empty] | NLA | 17031.7
Project Title: | Various energy efficiency measures
Property: | 20 Bridge Street
Property No:
Capex No:
Description: | INSERT BRIEF DESCRIPTION- Hit [Alt] + [Enter] at same time to drop row
|  | Year 0 | Y1 | Y2 | Y3 | Y4 | Y5 | Y6 | Y7 | Y8 | Y9 | Y10
Investment amount |  | -226200 | 0 | 0 | 0 | 0 | 0 | 0 | 0 | 0 | 0 | 0
Improvement in Rental Income |  |  | 0 | 0 | 0 | 0 | 0 | 0 | 0 | 0 | 0 | 0
Reduced costs / OPEX savings |  |  | 0 | 0 | 0 | 0 | 0 | 0 | 0 | 0 | 0 | 0
Cash outflows / expenses |  |  | 0 | 0 | 0 | 0 | 0 | 0 | 0 | 0 | 0 | 0
Terminal value (end of life / after ten years) |  |  | 0 | 0 | 0 | 0 | 0 | 0 | 0 | 0 | 0 | 0
Net cash flow |  | -226200 | 0 | 0 | 0 | 0 | 0 | 0 | 0 | 0 | 0 | 0
savings $/m2 |  |  | 0 | 0 | 0 | 0 | 0 | 0 | 0 | 0 | 0 | 0
Information to cut and paste into Strategic Asset Plan
[7 empty] | current | CURRENT | FY25 | FY26 | FY27 | FY28
Is this building a NET or GROSS LEASE building | NET | Y4: NABERS Rating; Y5: 4.7257; Y6: 4.7257; Y7: 4.7003; Y8: 4.7003
[6 empty] | Capex proposed: |  | 226200
Percentage net leases | 0% | Y4: IRR benefit; Y6: #NUM!
[6 empty] | Valuation impact potential |  | #DIV/0!
Cap rate | 7.5%
Av. annual NOI impact | #DIV/0!
Information to cut and paste into Strategic Asset Plan:
[5 empty] | Current | CURRENT | FY25 | FY26
[5 empty] | 4.72570123939987 Stars | 4.7257 | 4.7003 | 4.7003
[5 empty] | Current | FY13* | FY14* | FY15*
[6 empty] | 226200 | 0 | 0
#NUM!
#DIV/0!
Note on A26: Craig Roussac: this is increases over and above current forecast rent from spending CAPEX on this project
Note on A27: Craig Roussac: Each inflow / saving must be positive. Include all cash inflows and savings for duration of asset's life.
Note on A29: Craig Roussac: Value may be positive or negative (eg if decommissioning and disposal costs are incurred) butbut occurs only once.

## 347K-IS (hidden)
Business Case Cashflow Template
Is this spend within Budget? Y or N | N
Interest Rate: | 0%
Percentage NET | 0%
|  | Year | Year 1 |  |  |  | Year 2 |  |  |  | Year 3 |  |  |  | Year 4 |  |  |  | Year 5 |  |  |  | Year 6 |  |  |  | Year 7 |  |  |  | Year 8 |  |  |  | Year 9 |  |  |  | Year 10
|  | Quarter | Q1 | Q2 | Q3 | Q4 | Q1 | Q2 | Q3 | Q4 | Q1 | Q2 | Q3 | Q4 | Q1 | Q2 | Q3 | Q4 | Q1 | Q2 | Q3 | Q4 | Q1 | Q2 | Q3 | Q4 | Q1 | Q2 | Q3 | Q4 | Q1 | Q2 | Q3 | Q4 | Q1 | Q2 | Q3 | Q4 | Q1 | Q2 | Q3 | Q4
Period (Quarter) |  | 0 | 1 | 2 | 3 | 4 | 5 | 6 | 7 | 8 | 9 | 10 | 11 | 12 | 13 | 14 | 15 | 16 | 17 | 18 | 19 | 20 | 21 | 22 | 23 | 24 | 25 | 26 | 27 | 28 | 29 | 30 | 31 | 32 | 33 | 34 | 35 | 36 | 37 | 38 | 39 | 40
Investment amount |  | 0 | 0 | 0 | 0 | 0 | 0 | 0 | 0 | 0 | 0 | 0 | 0 | 0 | 0 | 0 | 0 | 0 | 0 | 0 | 0 | 0 | 0 | 0 | 0 | 0 | 0 | 0 | 0 | 0 | 0 | 0 | 0 | 0 | 0 | 0 | 0 | 0 | 0 | 0 | 0 | 0
Improvement in Rental Income |  |  | 0 | 0 | 0 | 0 | 0 | 0 | 0 | 0 | 0 | 0 | 0 | 0 | 0 | 0 | 0 | 0 | 0 | 0 | 0 | 0 | 0 | 0 | 0 | 0 | 0 | 0 | 0 | 0 | 0 | 0 | 0 | 0 | 0 | 0 | 0 | 0 | 0 | 0 | 0 | 0
Reduced costs / OPEX savings |  |  | 0 | 0 | 0 | 0 | 0 | 0 | 0 | 0 | 0 | 0 | 0 | 0 | 0 | 0 | 0 | 0 | 0 | 0 | 0 | 0 | 0 | 0 | 0 | 0 | 0 | 0 | 0 | 0 | 0 | 0 | 0 | 0 | 0 | 0 | 0 | 0 | 0 | 0 | 0 | 0
Reduced costs- energy savings | ENTER NO DATA |  | 14625 | 14625 | 14625 | 14625 | 15356.25 | 15356.25 | 15356.25 | 15356.25 | 16124.0625 | 16124.0625 | 16124.0625 | 16124.0625 | 16930.2656 | 16930.2656 | 16930.2656 | 16930.2656 | 17776.7789 | 17776.7789 | 17776.7789 | 17776.7789 | 18665.6179 | 18665.6179 | 18665.6179 | 18665.6179 | 19598.8987 | 19598.8987 | 19598.8987 | 19598.8987 | 20578.8437 | 20578.8437 | 20578.8437 | 20578.8437 | 21607.7859 | 21607.7859 | 21607.7859 | 21607.7859 | 22688.1752 | 22688.1752 | 22688.1752 | 22688.1752
Cash outflows / expenses |  |  | 0 | 0 | 0 | 0 | 0 | 0 | 0 | 0 | 0 | 0 | 0 | 0 | 0 | 0 | 0 | 0 | 0 | 0 | 0 | 0 | 0 | 0 | 0 | 0 | 0 | 0 | 0 | 0 | 0 | 0 | 0 | 0 | 0 | 0 | 0 | 0 | 0 | 0 | 0 | 0
Terminal value (end of life / after ten years) |  |  | 0 | 0 | 0 | 0 | 0 | 0 | 0 | 0 | 0 | 0 | 0 | 0 | 0 | 0 | 0 | 0 | 0 | 0 | 0 | 0 | 0 | 0 | 0 | 0 | 0 | 0 | 0 | 0 | 0 | 0 | 0 | 0 | 0 | 0 | 0 | 0 | 0 | 0 | 0 | 0
Net cash flow |  | 0 | 14625 | 14625 | 14625 | 14625 | 15356.25 | 15356.25 | 15356.25 | 15356.25 | 16124.0625 | 16124.0625 | 16124.0625 | 16124.0625 | 16930.2656 | 16930.2656 | 16930.2656 | 16930.2656 | 17776.7789 | 17776.7789 | 17776.7789 | 17776.7789 | 18665.6179 | 18665.6179 | 18665.6179 | 18665.6179 | 19598.8987 | 19598.8987 | 19598.8987 | 19598.8987 | 20578.8437 | 20578.8437 | 20578.8437 | 20578.8437 | 21607.7859 | 21607.7859 | 21607.7859 | 21607.7859 | 22688.1752 | 22688.1752 | 22688.1752 | 22688.1752
Cumlative cashflow |  | 0 | 14625 | 29250 | 43875 | 58500 | 73856.25 | 89212.5 | 104568.75 | 119925 | 136049.0625 | 152173.125 | 168297.1875 | 184421.25 | 201351.5156 | 218281.7812 | 235212.0469 | 252142.3125 | 269919.0914 | 287695.8703 | 305472.6492 | 323249.4281 | 341915.046 | 360580.6638 | 379246.2817 | 397911.8995 | 417510.7983 | 437109.697 | 456708.5958 | 476307.4945 | 496886.3382 | 517465.1819 | 538044.0256 | 558622.8692 | 580230.6551 | 601838.441 | 623446.2268 | 645054.0127 | 667742.1879 | 690430.363 | 713118.5382 | 735806.7133
Cost of Interest |  |  | 0 | 0 | 0 | 0 | 0 | 0 | 0 | 0 | 0 | 0 | 0 | 0 | 0 | 0 | 0 | 0 | 0 | 0 | 0 | 0 | 0 | 0 | 0 | 0 | 0 | 0 | 0 | 0 | 0 | 0 | 0 | 0 | 0 | 0 | 0 | 0 | 0 | 0 | 0 | 0
Cashflow after interest |  | 0 | 14625 | 14625 | 14625 | 14625 | 15356.25 | 15356.25 | 15356.25 | 15356.25 | 16124.0625 | 16124.0625 | 16124.0625 | 16124.0625 | 16930.2656 | 16930.2656 | 16930.2656 | 16930.2656 | 17776.7789 | 17776.7789 | 17776.7789 | 17776.7789 | 18665.6179 | 18665.6179 | 18665.6179 | 18665.6179 | 19598.8987 | 19598.8987 | 19598.8987 | 19598.8987 | 20578.8437 | 20578.8437 | 20578.8437 | 20578.8437 | 21607.7859 | 21607.7859 | 21607.7859 | 21607.7859 | 22688.1752 | 22688.1752 | 22688.1752 | 22688.1752
Project cost estimate |  | Year 1 Q3 3: 0; Year 2 Q1 5: 0; Year 2 Q2 6: $/kWh
If project will save electricity only, insert annual kWh savings here: |  |  |  |  | 292500 | kWh |  |  | Yr 1 | Yr 2 | Yr 3 | Yr 4 | Yr 5 | Yr 6 | Yr 7 | Yr 8 | Yr 9 | Yr 10
[8 empty] | $/kWh | 0.2 | 0.21 | 0.2205 | 0.23153 | 0.2431 | 0.25526 | 0.26802 | 0.28142 | 0.29549 | 0.31027
escalation | bar: Yr 2 to Yr 10
Definitions:
Investment amount
Is the amount of CAPEX to be spent. It will all occurr in time 0, but may occurr over a period of time.
It will be a negative number
Improvement in Rental Income
These are cashflows that result from implementing the CAPEX spend and increasing the rent.
They are always a positive number
Reduced costs / OPEX savings
These are the savings generated by the CAPEX investment. For instance energy savings, reduced maintenance costs.
They are always a positive number
Cash outflows / expenses
These are cashflows that are an additional cost which result from implementing the CAPEX spend. For instance scheduled maintenance, metre reading charges, upgrade requirements
They are always a negative number
Terminal value (end of life / after ten years)
At the end of the life of an asset, it maybe sold. Terminal value is these net proceeds
This number maybe 0. It should be entered as 0 or could be a positive number if the capital item can be sold. It should be a net number after all disposal costs.
| Yr 1 | Yr 2 | Yr 3 | Yr 4 | Yr 5 | Yr 6
NSW | Yr 1: 0.125; Yr 2: 0.13875; Yr 3: 0.145 | Yr 7 | Yr 8 | Yr 9 | Yr 10
QLD | Yr 1: 0.125; Yr 2: 0.1375; Yr 3: 0.14875
VIC | Yr 1: 0.125; Yr 2: 0.13375; Yr 3: 0.13875
SA | Yr 1: 0.125; Yr 2: 0.125; Yr 3: 0.13
ACT | Yr 1: 0.125; Yr 2: 0.14; Yr 3: 0.145
Note on A13: Craig Roussac: this is increases over and above current forecast rent from spending CAPEX on this project
Note on A14: Craig Roussac: Each inflow / saving must be positive. Include all cash inflows and savings for duration of asset's life.
Note on A16: Craig Roussac: Each outflow / expense must be negative. Include all expenses for duration of asset's life.
Note on A17: Craig Roussac: Value may be positive or negative (eg if decommissioning and disposal costs are incurred) butbut occurs only once.
Note on A39: Craig Roussac: this is increases over and above current forecast rent from spending CAPEX on this project
Note on A43: Craig Roussac: Each inflow / saving must be positive. Include all cash inflows and savings for duration of asset's life.
Note on A53: Craig Roussac: Value may be positive or negative (eg if decommissioning and disposal costs are incurred) butbut occurs only once.

## 347K-OS (hidden)
Investa Property Group - Property Services
Prepared By: |  |  | Date:
Business Case For Capital Investment
[7 empty] | NLA | 19999
Project Title: | Various energy efficiency measures
Property: | 347 Kent Street
Property No:
Capex No:
Description: | INSERT BRIEF DESCRIPTION- Hit [Alt] + [Enter] at same time to drop row
|  | Year 0 | Y1 | Y2 | Y3 | Y4 | Y5 | Y6 | Y7 | Y8 | Y9 | Y10
Investment amount |  | 0 | 0 | 0 | 0 | 0 | 0 | 0 | 0 | 0 | 0 | 0
Improvement in Rental Income |  |  | 0 | 0 | 0 | 0 | 0 | 0 | 0 | 0 | 0 | 0
Reduced costs / OPEX savings |  |  | 58500 | 61425 | 64496.25 | 67721.0625 | 71107.1156 | 74662.4714 | 78395.595 | 82315.3747 | 86431.1435 | 90752.7006
Cash outflows / expenses |  |  | 0 | 0 | 0 | 0 | 0 | 0 | 0 | 0 | 0 | 0
Terminal value (end of life / after ten years) |  |  | 0 | 0 | 0 | 0 | 0 | 0 | 0 | 0 | 0 | 0
Net cash flow |  | 0 | 58500 | 61425 | 64496.25 | 67721.0625 | 71107.1156 | 74662.4714 | 78395.595 | 82315.3747 | 86431.1435 | 90752.7006
savings $/m2 |  |  | 2.9251 | 3.0714 | 3.225 | 3.3862 | 3.5555 | 3.7333 | 3.92 | 4.116 | 4.3218 | 4.5379
Information to cut and paste into Strategic Asset Plan
[7 empty] | current | CURRENT | FY25 | FY26 | FY27 | FY28
Is this building a NET or GROSS LEASE building | NET | Y4: NABERS Rating; Y5: 5.1497; Y6: 5.1319; Y7: 5.1319; Y8: 5.1439
[6 empty] | Capex proposed: |  | 0
Percentage net leases | 0% | Y4: IRR benefit; Y6: #NUM!
[6 empty] | Valuation impact potential |  | 907494.9464
Cap rate | 7.5%
Av. annual NOI impact | 73580.6713
Information to cut and paste into Strategic Asset Plan:
[5 empty] | Current | CURRENT | FY25 | FY26
[5 empty] | 5.14970645792564 Stars | 5.1319 | 5.1319 | 5.1439
[5 empty] | Current | FY13* | FY14* | FY15*
[6 empty] | 0 | 0 | 0
#NUM!
907494.9464
Note on A26: Craig Roussac: this is increases over and above current forecast rent from spending CAPEX on this project
Note on A27: Craig Roussac: Each inflow / saving must be positive. Include all cash inflows and savings for duration of asset's life.
Note on A29: Craig Roussac: Value may be positive or negative (eg if decommissioning and disposal costs are incurred) butbut occurs only once.

## 117C-IS (hidden)
Business Case Cashflow Template
Is this spend within Budget? Y or N | N
Interest Rate: | 0%
Percentage NET | 0%
|  | Year | Year 1 |  |  |  | Year 2 |  |  |  | Year 3 |  |  |  | Year 4 |  |  |  | Year 5 |  |  |  | Year 6 |  |  |  | Year 7 |  |  |  | Year 8 |  |  |  | Year 9 |  |  |  | Year 10
|  | Quarter | Q1 | Q2 | Q3 | Q4 | Q1 | Q2 | Q3 | Q4 | Q1 | Q2 | Q3 | Q4 | Q1 | Q2 | Q3 | Q4 | Q1 | Q2 | Q3 | Q4 | Q1 | Q2 | Q3 | Q4 | Q1 | Q2 | Q3 | Q4 | Q1 | Q2 | Q3 | Q4 | Q1 | Q2 | Q3 | Q4 | Q1 | Q2 | Q3 | Q4
Period (Quarter) |  | 0 | 1 | 2 | 3 | 4 | 5 | 6 | 7 | 8 | 9 | 10 | 11 | 12 | 13 | 14 | 15 | 16 | 17 | 18 | 19 | 20 | 21 | 22 | 23 | 24 | 25 | 26 | 27 | 28 | 29 | 30 | 31 | 32 | 33 | 34 | 35 | 36 | 37 | 38 | 39 | 40
Investment amount |  | 0 | 0 | 0 | 0 | 0 | 0 | 0 | 0 | 0 | 0 | 0 | 0 | 0 | 0 | 0 | 0 | 0 | 0 | 0 | 0 | 0 | 0 | 0 | 0 | 0 | 0 | 0 | 0 | 0 | 0 | 0 | 0 | 0 | 0 | 0 | 0 | 0 | 0 | 0 | 0 | 0
Improvement in Rental Income |  |  | 0 | 0 | 0 | 0 | 0 | 0 | 0 | 0 | 0 | 0 | 0 | 0 | 0 | 0 | 0 | 0 | 0 | 0 | 0 | 0 | 0 | 0 | 0 | 0 | 0 | 0 | 0 | 0 | 0 | 0 | 0 | 0 | 0 | 0 | 0 | 0 | 0 | 0 | 0 | 0
Reduced costs / OPEX savings |  |  | 0 | 0 | 0 | 0 | 0 | 0 | 0 | 0 | 0 | 0 | 0 | 0 | 0 | 0 | 0 | 0 | 0 | 0 | 0 | 0 | 0 | 0 | 0 | 0 | 0 | 0 | 0 | 0 | 0 | 0 | 0 | 0 | 0 | 0 | 0 | 0 | 0 | 0 | 0 | 0
Reduced costs- energy savings | ENTER NO DATA |  | 0 | 0 | 0 | 0 | 0 | 0 | 0 | 0 | 0 | 0 | 0 | 0 | 0 | 0 | 0 | 0 | 0 | 0 | 0 | 0 | 0 | 0 | 0 | 0 | 0 | 0 | 0 | 0 | 0 | 0 | 0 | 0 | 0 | 0 | 0 | 0 | 0 | 0 | 0 | 0
Cash outflows / expenses |  |  | 0 | 0 | 0 | 0 | 0 | 0 | 0 | 0 | 0 | 0 | 0 | 0 | 0 | 0 | 0 | 0 | 0 | 0 | 0 | 0 | 0 | 0 | 0 | 0 | 0 | 0 | 0 | 0 | 0 | 0 | 0 | 0 | 0 | 0 | 0 | 0 | 0 | 0 | 0 | 0
Terminal value (end of life / after ten years) |  |  | 0 | 0 | 0 | 0 | 0 | 0 | 0 | 0 | 0 | 0 | 0 | 0 | 0 | 0 | 0 | 0 | 0 | 0 | 0 | 0 | 0 | 0 | 0 | 0 | 0 | 0 | 0 | 0 | 0 | 0 | 0 | 0 | 0 | 0 | 0 | 0 | 0 | 0 | 0 | 0
Net cash flow |  | 0 | 0 | 0 | 0 | 0 | 0 | 0 | 0 | 0 | 0 | 0 | 0 | 0 | 0 | 0 | 0 | 0 | 0 | 0 | 0 | 0 | 0 | 0 | 0 | 0 | 0 | 0 | 0 | 0 | 0 | 0 | 0 | 0 | 0 | 0 | 0 | 0 | 0 | 0 | 0 | 0
Cumlative cashflow |  | 0 | 0 | 0 | 0 | 0 | 0 | 0 | 0 | 0 | 0 | 0 | 0 | 0 | 0 | 0 | 0 | 0 | 0 | 0 | 0 | 0 | 0 | 0 | 0 | 0 | 0 | 0 | 0 | 0 | 0 | 0 | 0 | 0 | 0 | 0 | 0 | 0 | 0 | 0 | 0 | 0
Cost of Interest |  |  | 0 | 0 | 0 | 0 | 0 | 0 | 0 | 0 | 0 | 0 | 0 | 0 | 0 | 0 | 0 | 0 | 0 | 0 | 0 | 0 | 0 | 0 | 0 | 0 | 0 | 0 | 0 | 0 | 0 | 0 | 0 | 0 | 0 | 0 | 0 | 0 | 0 | 0 | 0 | 0
Cashflow after interest |  | 0 | 0 | 0 | 0 | 0 | 0 | 0 | 0 | 0 | 0 | 0 | 0 | 0 | 0 | 0 | 0 | 0 | 0 | 0 | 0 | 0 | 0 | 0 | 0 | 0 | 0 | 0 | 0 | 0 | 0 | 0 | 0 | 0 | 0 | 0 | 0 | 0 | 0 | 0 | 0 | 0
Project cost estimate |  | Year 1 Q3 3: 0; Year 2 Q1 5: #DIV/0!; Year 2 Q2 6: $/kWh
If project will save electricity only, insert annual kWh savings here: |  |  |  |  | 0 | kWh |  |  | Yr 1 | Yr 2 | Yr 3 | Yr 4 | Yr 5 | Yr 6 | Yr 7 | Yr 8 | Yr 9 | Yr 10
[8 empty] | $/kWh | 0.2 | 0.21 | 0.2205 | 0.23153 | 0.2431 | 0.25526 | 0.26802 | 0.28142 | 0.29549 | 0.31027
escalation | bar: Yr 2 to Yr 10
Definitions:
Investment amount
Is the amount of CAPEX to be spent. It will all occurr in time 0, but may occurr over a period of time.
It will be a negative number
Improvement in Rental Income
These are cashflows that result from implementing the CAPEX spend and increasing the rent.
They are always a positive number
Reduced costs / OPEX savings
These are the savings generated by the CAPEX investment. For instance energy savings, reduced maintenance costs.
They are always a positive number
Cash outflows / expenses
These are cashflows that are an additional cost which result from implementing the CAPEX spend. For instance scheduled maintenance, metre reading charges, upgrade requirements
They are always a negative number
Terminal value (end of life / after ten years)
At the end of the life of an asset, it maybe sold. Terminal value is these net proceeds
This number maybe 0. It should be entered as 0 or could be a positive number if the capital item can be sold. It should be a net number after all disposal costs.
| Yr 1 | Yr 2 | Yr 3 | Yr 4 | Yr 5 | Yr 6
NSW | Yr 1: 0.125; Yr 2: 0.13875; Yr 3: 0.145 | Yr 7 | Yr 8 | Yr 9 | Yr 10
QLD | Yr 1: 0.125; Yr 2: 0.1375; Yr 3: 0.14875
VIC | Yr 1: 0.125; Yr 2: 0.13375; Yr 3: 0.13875
SA | Yr 1: 0.125; Yr 2: 0.125; Yr 3: 0.13
ACT | Yr 1: 0.125; Yr 2: 0.14; Yr 3: 0.145
Note on A13: Craig Roussac: this is increases over and above current forecast rent from spending CAPEX on this project
Note on A14: Craig Roussac: Each inflow / saving must be positive. Include all cash inflows and savings for duration of asset's life.
Note on A16: Craig Roussac: Each outflow / expense must be negative. Include all expenses for duration of asset's life.
Note on A17: Craig Roussac: Value may be positive or negative (eg if decommissioning and disposal costs are incurred) butbut occurs only once.
Note on A39: Craig Roussac: this is increases over and above current forecast rent from spending CAPEX on this project
Note on A43: Craig Roussac: Each inflow / saving must be positive. Include all cash inflows and savings for duration of asset's life.
Note on A53: Craig Roussac: Value may be positive or negative (eg if decommissioning and disposal costs are incurred) butbut occurs only once.

## 117C-OS (hidden)
Investa Property Group - Property Services
Prepared By: |  |  | Date:
Business Case For Capital Investment
[7 empty] | NLA | 9319
Project Title: | Various energy efficiency measures
Property: | 117 Clarence Street
Property No:
Capex No:
Description: | INSERT BRIEF DESCRIPTION- Hit [Alt] + [Enter] at same time to drop row
|  | Year 0 | Y1 | Y2 | Y3 | Y4 | Y5 | Y6 | Y7 | Y8 | Y9 | Y10
Investment amount |  | 0 | 0 | 0 | 0 | 0 | 0 | 0 | 0 | 0 | 0 | 0
Improvement in Rental Income |  |  | 0 | 0 | 0 | 0 | 0 | 0 | 0 | 0 | 0 | 0
Reduced costs / OPEX savings |  |  | 0 | 0 | 0 | 0 | 0 | 0 | 0 | 0 | 0 | 0
Cash outflows / expenses |  |  | 0 | 0 | 0 | 0 | 0 | 0 | 0 | 0 | 0 | 0
Terminal value (end of life / after ten years) |  |  | 0 | 0 | 0 | 0 | 0 | 0 | 0 | 0 | 0 | 0
Net cash flow |  | 0 | 0 | 0 | 0 | 0 | 0 | 0 | 0 | 0 | 0 | 0
savings $/m2 |  |  | 0 | 0 | 0 | 0 | 0 | 0 | 0 | 0 | 0 | 0
Information to cut and paste into Strategic Asset Plan
[7 empty] | current | CURRENT | FY25 | FY26 | FY27 | FY28
Is this building a NET or GROSS LEASE building | NET | Y4: NABERS Rating; Y5: 5.3617; Y6: 5.3187; Y7: 5.3187; Y8: 5.3187
[6 empty] | Capex proposed: |  | 0
Percentage net leases | 0% | Y4: IRR benefit; Y6: #NUM!
[6 empty] | Valuation impact potential |  | #DIV/0!
Cap rate | 7.5%
Av. annual NOI impact | #DIV/0!
Information to cut and paste into Strategic Asset Plan:
[5 empty] | Current | CURRENT | FY25 | FY26
[5 empty] | 5.36170906718852 Stars | 5.3187 | 5.3187 | 5.3187
[5 empty] | Current | FY13* | FY14* | FY15*
[6 empty] | 0 | 0 | 0
#NUM!
#DIV/0!
Note on A26: Craig Roussac: this is increases over and above current forecast rent from spending CAPEX on this project
Note on A27: Craig Roussac: Each inflow / saving must be positive. Include all cash inflows and savings for duration of asset's life.
Note on A29: Craig Roussac: Value may be positive or negative (eg if decommissioning and disposal costs are incurred) butbut occurs only once.

## 60MP-IS (hidden)
Business Case Cashflow Template
Is this spend within Budget? Y or N | N
Interest Rate: | 0%
Percentage NET | 0%
|  | Year | Year 1 |  |  |  | Year 2 |  |  |  | Year 3 |  |  |  | Year 4 |  |  |  | Year 5 |  |  |  | Year 6 |  |  |  | Year 7 |  |  |  | Year 8 |  |  |  | Year 9 |  |  |  | Year 10
|  | Quarter | Q1 | Q2 | Q3 | Q4 | Q1 | Q2 | Q3 | Q4 | Q1 | Q2 | Q3 | Q4 | Q1 | Q2 | Q3 | Q4 | Q1 | Q2 | Q3 | Q4 | Q1 | Q2 | Q3 | Q4 | Q1 | Q2 | Q3 | Q4 | Q1 | Q2 | Q3 | Q4 | Q1 | Q2 | Q3 | Q4 | Q1 | Q2 | Q3 | Q4
Period (Quarter) |  | 0 | 1 | 2 | 3 | 4 | 5 | 6 | 7 | 8 | 9 | 10 | 11 | 12 | 13 | 14 | 15 | 16 | 17 | 18 | 19 | 20 | 21 | 22 | 23 | 24 | 25 | 26 | 27 | 28 | 29 | 30 | 31 | 32 | 33 | 34 | 35 | 36 | 37 | 38 | 39 | 40
Investment amount |  | 0 | 0 | 0 | 0 | 0 | 0 | 0 | 0 | 0 | 0 | 0 | 0 | 0 | 0 | 0 | 0 | 0 | 0 | 0 | 0 | 0 | 0 | 0 | 0 | 0 | 0 | 0 | 0 | 0 | 0 | 0 | 0 | 0 | 0 | 0 | 0 | 0 | 0 | 0 | 0 | 0
Improvement in Rental Income |  |  | 0 | 0 | 0 | 0 | 0 | 0 | 0 | 0 | 0 | 0 | 0 | 0 | 0 | 0 | 0 | 0 | 0 | 0 | 0 | 0 | 0 | 0 | 0 | 0 | 0 | 0 | 0 | 0 | 0 | 0 | 0 | 0 | 0 | 0 | 0 | 0 | 0 | 0 | 0 | 0
Reduced costs / OPEX savings |  |  | 0 | 0 | 0 | 0 | 0 | 0 | 0 | 0 | 0 | 0 | 0 | 0 | 0 | 0 | 0 | 0 | 0 | 0 | 0 | 0 | 0 | 0 | 0 | 0 | 0 | 0 | 0 | 0 | 0 | 0 | 0 | 0 | 0 | 0 | 0 | 0 | 0 | 0 | 0 | 0
Reduced costs- energy savings | ENTER NO DATA |  | 0 | 0 | 0 | 0 | 0 | 0 | 0 | 0 | 0 | 0 | 0 | 0 | 0 | 0 | 0 | 0 | 0 | 0 | 0 | 0 | 0 | 0 | 0 | 0 | 0 | 0 | 0 | 0 | 0 | 0 | 0 | 0 | 0 | 0 | 0 | 0 | 0 | 0 | 0 | 0
Cash outflows / expenses |  |  | 0 | 0 | 0 | 0 | 0 | 0 | 0 | 0 | 0 | 0 | 0 | 0 | 0 | 0 | 0 | 0 | 0 | 0 | 0 | 0 | 0 | 0 | 0 | 0 | 0 | 0 | 0 | 0 | 0 | 0 | 0 | 0 | 0 | 0 | 0 | 0 | 0 | 0 | 0 | 0
Terminal value (end of life / after ten years) |  |  | 0 | 0 | 0 | 0 | 0 | 0 | 0 | 0 | 0 | 0 | 0 | 0 | 0 | 0 | 0 | 0 | 0 | 0 | 0 | 0 | 0 | 0 | 0 | 0 | 0 | 0 | 0 | 0 | 0 | 0 | 0 | 0 | 0 | 0 | 0 | 0 | 0 | 0 | 0 | 0
Net cash flow |  | 0 | 0 | 0 | 0 | 0 | 0 | 0 | 0 | 0 | 0 | 0 | 0 | 0 | 0 | 0 | 0 | 0 | 0 | 0 | 0 | 0 | 0 | 0 | 0 | 0 | 0 | 0 | 0 | 0 | 0 | 0 | 0 | 0 | 0 | 0 | 0 | 0 | 0 | 0 | 0 | 0
Cumlative cashflow |  | 0 | 0 | 0 | 0 | 0 | 0 | 0 | 0 | 0 | 0 | 0 | 0 | 0 | 0 | 0 | 0 | 0 | 0 | 0 | 0 | 0 | 0 | 0 | 0 | 0 | 0 | 0 | 0 | 0 | 0 | 0 | 0 | 0 | 0 | 0 | 0 | 0 | 0 | 0 | 0 | 0
Cost of Interest |  |  | 0 | 0 | 0 | 0 | 0 | 0 | 0 | 0 | 0 | 0 | 0 | 0 | 0 | 0 | 0 | 0 | 0 | 0 | 0 | 0 | 0 | 0 | 0 | 0 | 0 | 0 | 0 | 0 | 0 | 0 | 0 | 0 | 0 | 0 | 0 | 0 | 0 | 0 | 0 | 0
Cashflow after interest |  | 0 | 0 | 0 | 0 | 0 | 0 | 0 | 0 | 0 | 0 | 0 | 0 | 0 | 0 | 0 | 0 | 0 | 0 | 0 | 0 | 0 | 0 | 0 | 0 | 0 | 0 | 0 | 0 | 0 | 0 | 0 | 0 | 0 | 0 | 0 | 0 | 0 | 0 | 0 | 0 | 0
Project cost estimate |  | Year 1 Q3 3: 0; Year 2 Q1 5: #DIV/0!; Year 2 Q2 6: $/kWh
If project will save electricity only, insert annual kWh savings here: |  |  |  |  | 0 | kWh |  |  | Yr 1 | Yr 2 | Yr 3 | Yr 4 | Yr 5 | Yr 6 | Yr 7 | Yr 8 | Yr 9 | Yr 10
[8 empty] | $/kWh | 0.2 | 0.21 | 0.2205 | 0.23153 | 0.2431 | 0.25526 | 0.26802 | 0.28142 | 0.29549 | 0.31027
escalation | bar: Yr 2 to Yr 10
Definitions:
Investment amount
Is the amount of CAPEX to be spent. It will all occurr in time 0, but may occurr over a period of time.
It will be a negative number
Improvement in Rental Income
These are cashflows that result from implementing the CAPEX spend and increasing the rent.
They are always a positive number
Reduced costs / OPEX savings
These are the savings generated by the CAPEX investment. For instance energy savings, reduced maintenance costs.
They are always a positive number
Cash outflows / expenses
These are cashflows that are an additional cost which result from implementing the CAPEX spend. For instance scheduled maintenance, metre reading charges, upgrade requirements
They are always a negative number
Terminal value (end of life / after ten years)
At the end of the life of an asset, it maybe sold. Terminal value is these net proceeds
This number maybe 0. It should be entered as 0 or could be a positive number if the capital item can be sold. It should be a net number after all disposal costs.
| Yr 1 | Yr 2 | Yr 3 | Yr 4 | Yr 5 | Yr 6
NSW | Yr 1: 0.125; Yr 2: 0.13875; Yr 3: 0.145 | Yr 7 | Yr 8 | Yr 9 | Yr 10
QLD | Yr 1: 0.125; Yr 2: 0.1375; Yr 3: 0.14875
VIC | Yr 1: 0.125; Yr 2: 0.13375; Yr 3: 0.13875
SA | Yr 1: 0.125; Yr 2: 0.125; Yr 3: 0.13
ACT | Yr 1: 0.125; Yr 2: 0.14; Yr 3: 0.145
Note on A13: Craig Roussac: this is increases over and above current forecast rent from spending CAPEX on this project
Note on A14: Craig Roussac: Each inflow / saving must be positive. Include all cash inflows and savings for duration of asset's life.
Note on A16: Craig Roussac: Each outflow / expense must be negative. Include all expenses for duration of asset's life.
Note on A17: Craig Roussac: Value may be positive or negative (eg if decommissioning and disposal costs are incurred) butbut occurs only once.
Note on A39: Craig Roussac: this is increases over and above current forecast rent from spending CAPEX on this project
Note on A43: Craig Roussac: Each inflow / saving must be positive. Include all cash inflows and savings for duration of asset's life.
Note on A53: Craig Roussac: Value may be positive or negative (eg if decommissioning and disposal costs are incurred) butbut occurs only once.

## 60MP-OS (hidden)
Investa Property Group - Property Services
Prepared By: |  |  | Date:
Business Case For Capital Investment
[7 empty] | NLA | 38846
Project Title: | Various energy efficiency measures
Property: | 60 Martin Place
Property No:
Capex No:
Description: | INSERT BRIEF DESCRIPTION- Hit [Alt] + [Enter] at same time to drop row
|  | Year 0 | Y1 | Y2 | Y3 | Y4 | Y5 | Y6 | Y7 | Y8 | Y9 | Y10
Investment amount |  | 0 | 0 | 0 | 0 | 0 | 0 | 0 | 0 | 0 | 0 | 0
Improvement in Rental Income |  |  | 0 | 0 | 0 | 0 | 0 | 0 | 0 | 0 | 0 | 0
Reduced costs / OPEX savings |  |  | 0 | 0 | 0 | 0 | 0 | 0 | 0 | 0 | 0 | 0
Cash outflows / expenses |  |  | 0 | 0 | 0 | 0 | 0 | 0 | 0 | 0 | 0 | 0
Terminal value (end of life / after ten years) |  |  | 0 | 0 | 0 | 0 | 0 | 0 | 0 | 0 | 0 | 0
Net cash flow |  | 0 | 0 | 0 | 0 | 0 | 0 | 0 | 0 | 0 | 0 | 0
savings $/m2 |  |  | 0 | 0 | 0 | 0 | 0 | 0 | 0 | 0 | 0 | 0
Information to cut and paste into Strategic Asset Plan
[7 empty] | current | CURRENT | FY25 | FY26 | FY27 | FY28
Is this building a NET or GROSS LEASE building | NET | Y4: NABERS Rating; Y5: 5.303; Y6: 5.267; Y7: 5.267; Y8: 5.267
[6 empty] | Capex proposed: |  | 0
Percentage net leases | 0% | Y4: IRR benefit; Y6: #NUM!
[6 empty] | Valuation impact potential |  | #DIV/0!
Cap rate | 7.5%
Av. annual NOI impact | #DIV/0!
Information to cut and paste into Strategic Asset Plan:
[5 empty] | Current | CURRENT | FY25 | FY26
[5 empty] | 5.30300065231572 Stars | 5.267 | 5.267 | 5.267
[5 empty] | Current | FY13* | FY14* | FY15*
[6 empty] | 0 | 0 | 0
#NUM!
#DIV/0!
Note on A26: Craig Roussac: this is increases over and above current forecast rent from spending CAPEX on this project
Note on A27: Craig Roussac: Each inflow / saving must be positive. Include all cash inflows and savings for duration of asset's life.
Note on A29: Craig Roussac: Value may be positive or negative (eg if decommissioning and disposal costs are incurred) butbut occurs only once.

## 130P-IS (hidden)
Business Case Cashflow Template
Is this spend within Budget? Y or N | N
Interest Rate: | 0%
Percentage NET | 0%
|  | Year | Year 1 |  |  |  | Year 2 |  |  |  | Year 3 |  |  |  | Year 4 |  |  |  | Year 5 |  |  |  | Year 6 |  |  |  | Year 7 |  |  |  | Year 8 |  |  |  | Year 9 |  |  |  | Year 10
|  | Quarter | Q1 | Q2 | Q3 | Q4 | Q1 | Q2 | Q3 | Q4 | Q1 | Q2 | Q3 | Q4 | Q1 | Q2 | Q3 | Q4 | Q1 | Q2 | Q3 | Q4 | Q1 | Q2 | Q3 | Q4 | Q1 | Q2 | Q3 | Q4 | Q1 | Q2 | Q3 | Q4 | Q1 | Q2 | Q3 | Q4 | Q1 | Q2 | Q3 | Q4
Period (Quarter) |  | 0 | 1 | 2 | 3 | 4 | 5 | 6 | 7 | 8 | 9 | 10 | 11 | 12 | 13 | 14 | 15 | 16 | 17 | 18 | 19 | 20 | 21 | 22 | 23 | 24 | 25 | 26 | 27 | 28 | 29 | 30 | 31 | 32 | 33 | 34 | 35 | 36 | 37 | 38 | 39 | 40
Investment amount |  | 0 | 0 | 0 | 0 | 0 | 0 | 0 | 0 | 0 | 0 | 0 | 0 | 0 | 0 | 0 | 0 | 0 | 0 | 0 | 0 | 0 | 0 | 0 | 0 | 0 | 0 | 0 | 0 | 0 | 0 | 0 | 0 | 0 | 0 | 0 | 0 | 0 | 0 | 0 | 0 | 0
Improvement in Rental Income |  |  | 0 | 0 | 0 | 0 | 0 | 0 | 0 | 0 | 0 | 0 | 0 | 0 | 0 | 0 | 0 | 0 | 0 | 0 | 0 | 0 | 0 | 0 | 0 | 0 | 0 | 0 | 0 | 0 | 0 | 0 | 0 | 0 | 0 | 0 | 0 | 0 | 0 | 0 | 0 | 0
Reduced costs / OPEX savings |  |  | 0 | 0 | 0 | 0 | 0 | 0 | 0 | 0 | 0 | 0 | 0 | 0 | 0 | 0 | 0 | 0 | 0 | 0 | 0 | 0 | 0 | 0 | 0 | 0 | 0 | 0 | 0 | 0 | 0 | 0 | 0 | 0 | 0 | 0 | 0 | 0 | 0 | 0 | 0 | 0
Reduced costs- energy savings | ENTER NO DATA |  | 0 | 0 | 0 | 0 | 0 | 0 | 0 | 0 | 0 | 0 | 0 | 0 | 0 | 0 | 0 | 0 | 0 | 0 | 0 | 0 | 0 | 0 | 0 | 0 | 0 | 0 | 0 | 0 | 0 | 0 | 0 | 0 | 0 | 0 | 0 | 0 | 0 | 0 | 0 | 0
Cash outflows / expenses |  |  | 0 | 0 | 0 | 0 | 0 | 0 | 0 | 0 | 0 | 0 | 0 | 0 | 0 | 0 | 0 | 0 | 0 | 0 | 0 | 0 | 0 | 0 | 0 | 0 | 0 | 0 | 0 | 0 | 0 | 0 | 0 | 0 | 0 | 0 | 0 | 0 | 0 | 0 | 0 | 0
Terminal value (end of life / after ten years) |  |  | 0 | 0 | 0 | 0 | 0 | 0 | 0 | 0 | 0 | 0 | 0 | 0 | 0 | 0 | 0 | 0 | 0 | 0 | 0 | 0 | 0 | 0 | 0 | 0 | 0 | 0 | 0 | 0 | 0 | 0 | 0 | 0 | 0 | 0 | 0 | 0 | 0 | 0 | 0 | 0
Net cash flow |  | 0 | 0 | 0 | 0 | 0 | 0 | 0 | 0 | 0 | 0 | 0 | 0 | 0 | 0 | 0 | 0 | 0 | 0 | 0 | 0 | 0 | 0 | 0 | 0 | 0 | 0 | 0 | 0 | 0 | 0 | 0 | 0 | 0 | 0 | 0 | 0 | 0 | 0 | 0 | 0 | 0
Cumlative cashflow |  | 0 | 0 | 0 | 0 | 0 | 0 | 0 | 0 | 0 | 0 | 0 | 0 | 0 | 0 | 0 | 0 | 0 | 0 | 0 | 0 | 0 | 0 | 0 | 0 | 0 | 0 | 0 | 0 | 0 | 0 | 0 | 0 | 0 | 0 | 0 | 0 | 0 | 0 | 0 | 0 | 0
Cost of Interest |  |  | 0 | 0 | 0 | 0 | 0 | 0 | 0 | 0 | 0 | 0 | 0 | 0 | 0 | 0 | 0 | 0 | 0 | 0 | 0 | 0 | 0 | 0 | 0 | 0 | 0 | 0 | 0 | 0 | 0 | 0 | 0 | 0 | 0 | 0 | 0 | 0 | 0 | 0 | 0 | 0
Cashflow after interest |  | 0 | 0 | 0 | 0 | 0 | 0 | 0 | 0 | 0 | 0 | 0 | 0 | 0 | 0 | 0 | 0 | 0 | 0 | 0 | 0 | 0 | 0 | 0 | 0 | 0 | 0 | 0 | 0 | 0 | 0 | 0 | 0 | 0 | 0 | 0 | 0 | 0 | 0 | 0 | 0 | 0
Project cost estimate |  | Year 1 Q3 3: 0; Year 2 Q1 5: #DIV/0!; Year 2 Q2 6: $/kWh
If project will save electricity only, insert annual kWh savings here: |  |  |  |  | 0 | kWh |  |  | Yr 1 | Yr 2 | Yr 3 | Yr 4 | Yr 5 | Yr 6 | Yr 7 | Yr 8 | Yr 9 | Yr 10
[8 empty] | $/kWh | 0.2 | 0.21 | 0.2205 | 0.23153 | 0.2431 | 0.25526 | 0.26802 | 0.28142 | 0.29549 | 0.31027
escalation | bar: Yr 2 to Yr 10
Definitions:
Investment amount
Is the amount of CAPEX to be spent. It will all occurr in time 0, but may occurr over a period of time.
It will be a negative number
Improvement in Rental Income
These are cashflows that result from implementing the CAPEX spend and increasing the rent.
They are always a positive number
Reduced costs / OPEX savings
These are the savings generated by the CAPEX investment. For instance energy savings, reduced maintenance costs.
They are always a positive number
Cash outflows / expenses
These are cashflows that are an additional cost which result from implementing the CAPEX spend. For instance scheduled maintenance, metre reading charges, upgrade requirements
They are always a negative number
Terminal value (end of life / after ten years)
At the end of the life of an asset, it maybe sold. Terminal value is these net proceeds
This number maybe 0. It should be entered as 0 or could be a positive number if the capital item can be sold. It should be a net number after all disposal costs.
| Yr 1 | Yr 2 | Yr 3 | Yr 4 | Yr 5 | Yr 6
NSW | Yr 1: 0.125; Yr 2: 0.13875; Yr 3: 0.145 | Yr 7 | Yr 8 | Yr 9 | Yr 10
QLD | Yr 1: 0.125; Yr 2: 0.1375; Yr 3: 0.14875
VIC | Yr 1: 0.125; Yr 2: 0.13375; Yr 3: 0.13875
SA | Yr 1: 0.125; Yr 2: 0.125; Yr 3: 0.13
ACT | Yr 1: 0.125; Yr 2: 0.14; Yr 3: 0.145
Note on A13: Craig Roussac: this is increases over and above current forecast rent from spending CAPEX on this project
Note on A14: Craig Roussac: Each inflow / saving must be positive. Include all cash inflows and savings for duration of asset's life.
Note on A16: Craig Roussac: Each outflow / expense must be negative. Include all expenses for duration of asset's life.
Note on A17: Craig Roussac: Value may be positive or negative (eg if decommissioning and disposal costs are incurred) butbut occurs only once.
Note on A39: Craig Roussac: this is increases over and above current forecast rent from spending CAPEX on this project
Note on A43: Craig Roussac: Each inflow / saving must be positive. Include all cash inflows and savings for duration of asset's life.
Note on A53: Craig Roussac: Value may be positive or negative (eg if decommissioning and disposal costs are incurred) butbut occurs only once.

## 130P-OS (hidden)
Investa Property Group - Property Services
Prepared By: |  |  | Date:
Business Case For Capital Investment
[7 empty] | NLA | 5511.8
Project Title: | Various energy efficiency measures
Property: | 130 Pitt Street
Property No:
Capex No:
Description: | INSERT BRIEF DESCRIPTION- Hit [Alt] + [Enter] at same time to drop row
|  | Year 0 | Y1 | Y2 | Y3 | Y4 | Y5 | Y6 | Y7 | Y8 | Y9 | Y10
Investment amount |  | 0 | 0 | 0 | 0 | 0 | 0 | 0 | 0 | 0 | 0 | 0
Improvement in Rental Income |  |  | 0 | 0 | 0 | 0 | 0 | 0 | 0 | 0 | 0 | 0
Reduced costs / OPEX savings |  |  | 0 | 0 | 0 | 0 | 0 | 0 | 0 | 0 | 0 | 0
Cash outflows / expenses |  |  | 0 | 0 | 0 | 0 | 0 | 0 | 0 | 0 | 0 | 0
Terminal value (end of life / after ten years) |  |  | 0 | 0 | 0 | 0 | 0 | 0 | 0 | 0 | 0 | 0
Net cash flow |  | 0 | 0 | 0 | 0 | 0 | 0 | 0 | 0 | 0 | 0 | 0
savings $/m2 |  |  | 0 | 0 | 0 | 0 | 0 | 0 | 0 | 0 | 0 | 0
Information to cut and paste into Strategic Asset Plan
[7 empty] | current | CURRENT | FY25 | FY26 | FY27 | FY28
Is this building a NET or GROSS LEASE building | NET | Y4: NABERS Rating; Y5: 4.53; Y6: 4.53; Y7: 4.53; Y8: 4.53
[6 empty] | Capex proposed: |  | 0
Percentage net leases | 0% | Y4: IRR benefit; Y6: #NUM!
[6 empty] | Valuation impact potential |  | #DIV/0!
Cap rate | 7.5%
Av. annual NOI impact | #DIV/0!
Information to cut and paste into Strategic Asset Plan:
[5 empty] | Current | CURRENT | FY25 | FY26
[5 empty] | 4.53000652315721 Stars | 4.53 | 4.53 | 4.53
[5 empty] | Current | FY13* | FY14* | FY15*
[6 empty] | 0 | 0 | 0
#NUM!
#DIV/0!
Note on A26: Craig Roussac: this is increases over and above current forecast rent from spending CAPEX on this project
Note on A27: Craig Roussac: Each inflow / saving must be positive. Include all cash inflows and savings for duration of asset's life.
Note on A29: Craig Roussac: Value may be positive or negative (eg if decommissioning and disposal costs are incurred) butbut occurs only once.

## 151C-IS (hidden)
Business Case Cashflow Template
Is this spend within Budget? Y or N | N
Interest Rate: | 0%
Percentage NET | 0%
|  | Year | Year 1 |  |  |  | Year 2 |  |  |  | Year 3 |  |  |  | Year 4 |  |  |  | Year 5 |  |  |  | Year 6 |  |  |  | Year 7 |  |  |  | Year 8 |  |  |  | Year 9 |  |  |  | Year 10
|  | Quarter | Q1 | Q2 | Q3 | Q4 | Q1 | Q2 | Q3 | Q4 | Q1 | Q2 | Q3 | Q4 | Q1 | Q2 | Q3 | Q4 | Q1 | Q2 | Q3 | Q4 | Q1 | Q2 | Q3 | Q4 | Q1 | Q2 | Q3 | Q4 | Q1 | Q2 | Q3 | Q4 | Q1 | Q2 | Q3 | Q4 | Q1 | Q2 | Q3 | Q4
Period (Quarter) |  | 0 | 1 | 2 | 3 | 4 | 5 | 6 | 7 | 8 | 9 | 10 | 11 | 12 | 13 | 14 | 15 | 16 | 17 | 18 | 19 | 20 | 21 | 22 | 23 | 24 | 25 | 26 | 27 | 28 | 29 | 30 | 31 | 32 | 33 | 34 | 35 | 36 | 37 | 38 | 39 | 40
Investment amount |  | 0 | 0 | 0 | 0 | 0 | 0 | 0 | 0 | 0 | 0 | 0 | 0 | 0 | 0 | 0 | 0 | 0 | 0 | 0 | 0 | 0 | 0 | 0 | 0 | 0 | 0 | 0 | 0 | 0 | 0 | 0 | 0 | 0 | 0 | 0 | 0 | 0 | 0 | 0 | 0 | 0
Improvement in Rental Income |  |  | 0 | 0 | 0 | 0 | 0 | 0 | 0 | 0 | 0 | 0 | 0 | 0 | 0 | 0 | 0 | 0 | 0 | 0 | 0 | 0 | 0 | 0 | 0 | 0 | 0 | 0 | 0 | 0 | 0 | 0 | 0 | 0 | 0 | 0 | 0 | 0 | 0 | 0 | 0 | 0
Reduced costs / OPEX savings |  |  | 0 | 0 | 0 | 0 | 0 | 0 | 0 | 0 | 0 | 0 | 0 | 0 | 0 | 0 | 0 | 0 | 0 | 0 | 0 | 0 | 0 | 0 | 0 | 0 | 0 | 0 | 0 | 0 | 0 | 0 | 0 | 0 | 0 | 0 | 0 | 0 | 0 | 0 | 0 | 0
Reduced costs- energy savings | ENTER NO DATA |  | -4500 | -4500 | -4500 | -4500 | -4725 | -4725 | -4725 | -4725 | -4961.25 | -4961.25 | -4961.25 | -4961.25 | -5209.3125 | -5209.3125 | -5209.3125 | -5209.3125 | -5469.7781 | -5469.7781 | -5469.7781 | -5469.7781 | -5743.267 | -5743.267 | -5743.267 | -5743.267 | -6030.4304 | -6030.4304 | -6030.4304 | -6030.4304 | -6331.9519 | -6331.9519 | -6331.9519 | -6331.9519 | -6648.5495 | -6648.5495 | -6648.5495 | -6648.5495 | -6980.977 | -6980.977 | -6980.977 | -6980.977
Cash outflows / expenses |  |  | 0 | 0 | 0 | 0 | 0 | 0 | 0 | 0 | 0 | 0 | 0 | 0 | 0 | 0 | 0 | 0 | 0 | 0 | 0 | 0 | 0 | 0 | 0 | 0 | 0 | 0 | 0 | 0 | 0 | 0 | 0 | 0 | 0 | 0 | 0 | 0 | 0 | 0 | 0 | 0
Terminal value (end of life / after ten years) |  |  | 0 | 0 | 0 | 0 | 0 | 0 | 0 | 0 | 0 | 0 | 0 | 0 | 0 | 0 | 0 | 0 | 0 | 0 | 0 | 0 | 0 | 0 | 0 | 0 | 0 | 0 | 0 | 0 | 0 | 0 | 0 | 0 | 0 | 0 | 0 | 0 | 0 | 0 | 0 | 0
Net cash flow |  | 0 | -4500 | -4500 | -4500 | -4500 | -4725 | -4725 | -4725 | -4725 | -4961.25 | -4961.25 | -4961.25 | -4961.25 | -5209.3125 | -5209.3125 | -5209.3125 | -5209.3125 | -5469.7781 | -5469.7781 | -5469.7781 | -5469.7781 | -5743.267 | -5743.267 | -5743.267 | -5743.267 | -6030.4304 | -6030.4304 | -6030.4304 | -6030.4304 | -6331.9519 | -6331.9519 | -6331.9519 | -6331.9519 | -6648.5495 | -6648.5495 | -6648.5495 | -6648.5495 | -6980.977 | -6980.977 | -6980.977 | -6980.977
Cumlative cashflow |  | 0 | -4500 | -9000 | -13500 | -18000 | -22725 | -27450 | -32175 | -36900 | -41861.25 | -46822.5 | -51783.75 | -56745 | -61954.3125 | -67163.625 | -72372.9375 | -77582.25 | -83052.0281 | -88521.8062 | -93991.5844 | -99461.3625 | -105204.6295 | -110947.8966 | -116691.1636 | -122434.4306 | -128464.861 | -134495.2914 | -140525.7218 | -146556.1522 | -152888.1041 | -159220.056 | -165552.0079 | -171883.9598 | -178532.5093 | -185181.0588 | -191829.6083 | -198478.1578 | -205459.1347 | -212440.1117 | -219421.0887 | -226402.0656
Cost of Interest |  |  | 0 | 0 | 0 | 0 | 0 | 0 | 0 | 0 | 0 | 0 | 0 | 0 | 0 | 0 | 0 | 0 | 0 | 0 | 0 | 0 | 0 | 0 | 0 | 0 | 0 | 0 | 0 | 0 | 0 | 0 | 0 | 0 | 0 | 0 | 0 | 0 | 0 | 0 | 0 | 0
Cashflow after interest |  | 0 | -4500 | -4500 | -4500 | -4500 | -4725 | -4725 | -4725 | -4725 | -4961.25 | -4961.25 | -4961.25 | -4961.25 | -5209.3125 | -5209.3125 | -5209.3125 | -5209.3125 | -5469.7781 | -5469.7781 | -5469.7781 | -5469.7781 | -5743.267 | -5743.267 | -5743.267 | -5743.267 | -6030.4304 | -6030.4304 | -6030.4304 | -6030.4304 | -6331.9519 | -6331.9519 | -6331.9519 | -6331.9519 | -6648.5495 | -6648.5495 | -6648.5495 | -6648.5495 | -6980.977 | -6980.977 | -6980.977 | -6980.977
Project cost estimate |  | Year 1 Q3 3: 0; Year 2 Q1 5: 0; Year 2 Q2 6: $/kWh
If project will save electricity only, insert annual kWh savings here: |  |  |  |  | -90000 | kWh |  |  | Yr 1 | Yr 2 | Yr 3 | Yr 4 | Yr 5 | Yr 6 | Yr 7 | Yr 8 | Yr 9 | Yr 10
[8 empty] | $/kWh | 0.2 | 0.21 | 0.2205 | 0.23153 | 0.2431 | 0.25526 | 0.26802 | 0.28142 | 0.29549 | 0.31027
escalation | bar: Yr 2 to Yr 10
Definitions:
Investment amount
Is the amount of CAPEX to be spent. It will all occurr in time 0, but may occurr over a period of time.
It will be a negative number
Improvement in Rental Income
These are cashflows that result from implementing the CAPEX spend and increasing the rent.
They are always a positive number
Reduced costs / OPEX savings
These are the savings generated by the CAPEX investment. For instance energy savings, reduced maintenance costs.
They are always a positive number
Cash outflows / expenses
These are cashflows that are an additional cost which result from implementing the CAPEX spend. For instance scheduled maintenance, metre reading charges, upgrade requirements
They are always a negative number
Terminal value (end of life / after ten years)
At the end of the life of an asset, it maybe sold. Terminal value is these net proceeds
This number maybe 0. It should be entered as 0 or could be a positive number if the capital item can be sold. It should be a net number after all disposal costs.
| Yr 1 | Yr 2 | Yr 3 | Yr 4 | Yr 5 | Yr 6
NSW | Yr 1: 0.125; Yr 2: 0.13875; Yr 3: 0.145 | Yr 7 | Yr 8 | Yr 9 | Yr 10
QLD | Yr 1: 0.125; Yr 2: 0.1375; Yr 3: 0.14875
VIC | Yr 1: 0.125; Yr 2: 0.13375; Yr 3: 0.13875
SA | Yr 1: 0.125; Yr 2: 0.125; Yr 3: 0.13
ACT | Yr 1: 0.125; Yr 2: 0.14; Yr 3: 0.145
Note on A13: Craig Roussac: this is increases over and above current forecast rent from spending CAPEX on this project
Note on A14: Craig Roussac: Each inflow / saving must be positive. Include all cash inflows and savings for duration of asset's life.
Note on A16: Craig Roussac: Each outflow / expense must be negative. Include all expenses for duration of asset's life.
Note on A17: Craig Roussac: Value may be positive or negative (eg if decommissioning and disposal costs are incurred) butbut occurs only once.
Note on A39: Craig Roussac: this is increases over and above current forecast rent from spending CAPEX on this project
Note on A43: Craig Roussac: Each inflow / saving must be positive. Include all cash inflows and savings for duration of asset's life.
Note on A53: Craig Roussac: Value may be positive or negative (eg if decommissioning and disposal costs are incurred) butbut occurs only once.

## 151C-OS (hidden)
Investa Property Group - Property Services
Prepared By: |  |  | Date:
Business Case For Capital Investment
[7 empty] | NLA | 20094
Project Title: | Various energy efficiency measures
Property: | 151 Clarence Street
Property No:
Capex No:
Description: | INSERT BRIEF DESCRIPTION- Hit [Alt] + [Enter] at same time to drop row
|  | Year 0 | Y1 | Y2 | Y3 | Y4 | Y5 | Y6 | Y7 | Y8 | Y9 | Y10
Investment amount |  | 0 | 0 | 0 | 0 | 0 | 0 | 0 | 0 | 0 | 0 | 0
Improvement in Rental Income |  |  | 0 | 0 | 0 | 0 | 0 | 0 | 0 | 0 | 0 | 0
Reduced costs / OPEX savings |  |  | -18000 | -18900 | -19845 | -20837.25 | -21879.1125 | -22973.0681 | -24121.7215 | -25327.8076 | -26594.198 | -27923.9079
Cash outflows / expenses |  |  | 0 | 0 | 0 | 0 | 0 | 0 | 0 | 0 | 0 | 0
Terminal value (end of life / after ten years) |  |  | 0 | 0 | 0 | 0 | 0 | 0 | 0 | 0 | 0 | 0
Net cash flow |  | 0 | -18000 | -18900 | -19845 | -20837.25 | -21879.1125 | -22973.0681 | -24121.7215 | -25327.8076 | -26594.198 | -27923.9079
savings $/m2 |  |  | -0.89579 | -0.94058 | -0.98761 | -1.037 | -1.0888 | -1.1433 | -1.2004 | -1.2605 | -1.3235 | -1.3897
Information to cut and paste into Strategic Asset Plan
[7 empty] | current | CURRENT | FY25 | FY26 | FY27 | FY28
Is this building a NET or GROSS LEASE building | NET | Y4: NABERS Rating; Y5: 5.678; Y6: 5.678; Y7: 5.678; Y8: 5.678
[6 empty] | Capex proposed: |  | 0
Percentage net leases | 0% | Y4: IRR benefit; Y6: #NUM!
[6 empty] | Valuation impact potential |  | -279229.2143
Cap rate | 7.5%
Av. annual NOI impact | -22640.2066
Information to cut and paste into Strategic Asset Plan:
[5 empty] | Current | CURRENT | FY25 | FY26
[5 empty] | 5.67797097284093 Stars | 5.678 | 5.678 | 5.678
[5 empty] | Current | FY13* | FY14* | FY15*
[6 empty] | 0 | 0 | 0
#NUM!
-279229.2143
Note on A26: Craig Roussac: this is increases over and above current forecast rent from spending CAPEX on this project
Note on A27: Craig Roussac: Each inflow / saving must be positive. Include all cash inflows and savings for duration of asset's life.
Note on A29: Craig Roussac: Value may be positive or negative (eg if decommissioning and disposal costs are incurred) butbut occurs only once.

## 6O'C-IS (hidden)
Business Case Cashflow Template
Is this spend within Budget? Y or N | N
Interest Rate: | 0%
Percentage NET | 0%
|  | Year | Year 1 |  |  |  | Year 2 |  |  |  | Year 3 |  |  |  | Year 4 |  |  |  | Year 5 |  |  |  | Year 6 |  |  |  | Year 7 |  |  |  | Year 8 |  |  |  | Year 9 |  |  |  | Year 10
|  | Quarter | Q1 | Q2 | Q3 | Q4 | Q1 | Q2 | Q3 | Q4 | Q1 | Q2 | Q3 | Q4 | Q1 | Q2 | Q3 | Q4 | Q1 | Q2 | Q3 | Q4 | Q1 | Q2 | Q3 | Q4 | Q1 | Q2 | Q3 | Q4 | Q1 | Q2 | Q3 | Q4 | Q1 | Q2 | Q3 | Q4 | Q1 | Q2 | Q3 | Q4
Period (Quarter) |  | 0 | 1 | 2 | 3 | 4 | 5 | 6 | 7 | 8 | 9 | 10 | 11 | 12 | 13 | 14 | 15 | 16 | 17 | 18 | 19 | 20 | 21 | 22 | 23 | 24 | 25 | 26 | 27 | 28 | 29 | 30 | 31 | 32 | 33 | 34 | 35 | 36 | 37 | 38 | 39 | 40
Investment amount |  | 0 | 0 | 0 | 0 | 0 | 0 | 0 | 0 | 0 | 0 | 0 | 0 | 0 | 0 | 0 | 0 | 0 | 0 | 0 | 0 | 0 | 0 | 0 | 0 | 0 | 0 | 0 | 0 | 0 | 0 | 0 | 0 | 0 | 0 | 0 | 0 | 0 | 0 | 0 | 0 | 0
Improvement in Rental Income |  |  | 0 | 0 | 0 | 0 | 0 | 0 | 0 | 0 | 0 | 0 | 0 | 0 | 0 | 0 | 0 | 0 | 0 | 0 | 0 | 0 | 0 | 0 | 0 | 0 | 0 | 0 | 0 | 0 | 0 | 0 | 0 | 0 | 0 | 0 | 0 | 0 | 0 | 0 | 0 | 0
Reduced costs / OPEX savings |  |  | 0 | 0 | 0 | 0 | 0 | 0 | 0 | 0 | 0 | 0 | 0 | 0 | 0 | 0 | 0 | 0 | 0 | 0 | 0 | 0 | 0 | 0 | 0 | 0 | 0 | 0 | 0 | 0 | 0 | 0 | 0 | 0 | 0 | 0 | 0 | 0 | 0 | 0 | 0 | 0
Reduced costs- energy savings | ENTER NO DATA |  | 22631.625 | 22631.625 | 22631.625 | 22631.625 | 23763.2063 | 23763.2063 | 23763.2063 | 23763.2063 | 24951.3666 | 24951.3666 | 24951.3666 | 24951.3666 | 26198.9349 | 26198.9349 | 26198.9349 | 26198.9349 | 27508.8816 | 27508.8816 | 27508.8816 | 27508.8816 | 28884.3257 | 28884.3257 | 28884.3257 | 28884.3257 | 30328.542 | 30328.542 | 30328.542 | 30328.542 | 31844.9691 | 31844.9691 | 31844.9691 | 31844.9691 | 33437.2176 | 33437.2176 | 33437.2176 | 33437.2176 | 35109.0784 | 35109.0784 | 35109.0784 | 35109.0784
Cash outflows / expenses |  |  | 0 | 0 | 0 | 0 | 0 | 0 | 0 | 0 | 0 | 0 | 0 | 0 | 0 | 0 | 0 | 0 | 0 | 0 | 0 | 0 | 0 | 0 | 0 | 0 | 0 | 0 | 0 | 0 | 0 | 0 | 0 | 0 | 0 | 0 | 0 | 0 | 0 | 0 | 0 | 0
Terminal value (end of life / after ten years) |  |  | 0 | 0 | 0 | 0 | 0 | 0 | 0 | 0 | 0 | 0 | 0 | 0 | 0 | 0 | 0 | 0 | 0 | 0 | 0 | 0 | 0 | 0 | 0 | 0 | 0 | 0 | 0 | 0 | 0 | 0 | 0 | 0 | 0 | 0 | 0 | 0 | 0 | 0 | 0 | 0
Net cash flow |  | 0 | 22631.625 | 22631.625 | 22631.625 | 22631.625 | 23763.2063 | 23763.2063 | 23763.2063 | 23763.2063 | 24951.3666 | 24951.3666 | 24951.3666 | 24951.3666 | 26198.9349 | 26198.9349 | 26198.9349 | 26198.9349 | 27508.8816 | 27508.8816 | 27508.8816 | 27508.8816 | 28884.3257 | 28884.3257 | 28884.3257 | 28884.3257 | 30328.542 | 30328.542 | 30328.542 | 30328.542 | 31844.9691 | 31844.9691 | 31844.9691 | 31844.9691 | 33437.2176 | 33437.2176 | 33437.2176 | 33437.2176 | 35109.0784 | 35109.0784 | 35109.0784 | 35109.0784
Cumlative cashflow |  | 0 | 22631.625 | 45263.25 | 67894.875 | 90526.5 | 114289.7063 | 138052.9125 | 161816.1188 | 185579.325 | 210530.6916 | 235482.0581 | 260433.4247 | 285384.7913 | 311583.7261 | 337782.661 | 363981.5959 | 390180.5308 | 417689.4124 | 445198.2941 | 472707.1757 | 500216.0574 | 529100.3831 | 557984.7088 | 586869.0345 | 615753.3602 | 646081.9022 | 676410.4442 | 706738.9862 | 737067.5282 | 768912.4973 | 800757.4664 | 832602.4355 | 864447.4046 | 897884.6222 | 931321.8398 | 964759.0573 | 998196.2749 | 1033305.3533 | 1068414.4317 | 1103523.5102 | 1138632.5886
Cost of Interest |  |  | 0 | 0 | 0 | 0 | 0 | 0 | 0 | 0 | 0 | 0 | 0 | 0 | 0 | 0 | 0 | 0 | 0 | 0 | 0 | 0 | 0 | 0 | 0 | 0 | 0 | 0 | 0 | 0 | 0 | 0 | 0 | 0 | 0 | 0 | 0 | 0 | 0 | 0 | 0 | 0
Cashflow after interest |  | 0 | 22631.625 | 22631.625 | 22631.625 | 22631.625 | 23763.2063 | 23763.2063 | 23763.2063 | 23763.2063 | 24951.3666 | 24951.3666 | 24951.3666 | 24951.3666 | 26198.9349 | 26198.9349 | 26198.9349 | 26198.9349 | 27508.8816 | 27508.8816 | 27508.8816 | 27508.8816 | 28884.3257 | 28884.3257 | 28884.3257 | 28884.3257 | 30328.542 | 30328.542 | 30328.542 | 30328.542 | 31844.9691 | 31844.9691 | 31844.9691 | 31844.9691 | 33437.2176 | 33437.2176 | 33437.2176 | 33437.2176 | 35109.0784 | 35109.0784 | 35109.0784 | 35109.0784
Project cost estimate |  | Year 1 Q3 3: 0; Year 2 Q1 5: 0; Year 2 Q2 6: $/kWh
If project will save electricity only, insert annual kWh savings here: |  |  |  |  | 452632.5 | kWh |  |  | Yr 1 | Yr 2 | Yr 3 | Yr 4 | Yr 5 | Yr 6 | Yr 7 | Yr 8 | Yr 9 | Yr 10
[8 empty] | $/kWh | 0.2 | 0.21 | 0.2205 | 0.23153 | 0.2431 | 0.25526 | 0.26802 | 0.28142 | 0.29549 | 0.31027
escalation | bar: Yr 2 to Yr 10
Definitions:
Investment amount
Is the amount of CAPEX to be spent. It will all occurr in time 0, but may occurr over a period of time.
It will be a negative number
Improvement in Rental Income
These are cashflows that result from implementing the CAPEX spend and increasing the rent.
They are always a positive number
Reduced costs / OPEX savings
These are the savings generated by the CAPEX investment. For instance energy savings, reduced maintenance costs.
They are always a positive number
Cash outflows / expenses
These are cashflows that are an additional cost which result from implementing the CAPEX spend. For instance scheduled maintenance, metre reading charges, upgrade requirements
They are always a negative number
Terminal value (end of life / after ten years)
At the end of the life of an asset, it maybe sold. Terminal value is these net proceeds
This number maybe 0. It should be entered as 0 or could be a positive number if the capital item can be sold. It should be a net number after all disposal costs.
| Yr 1 | Yr 2 | Yr 3 | Yr 4 | Yr 5 | Yr 6
NSW | Yr 1: 0.125; Yr 2: 0.13875; Yr 3: 0.145 | Yr 7 | Yr 8 | Yr 9 | Yr 10
QLD | Yr 1: 0.125; Yr 2: 0.1375; Yr 3: 0.14875
VIC | Yr 1: 0.125; Yr 2: 0.13375; Yr 3: 0.13875
SA | Yr 1: 0.125; Yr 2: 0.125; Yr 3: 0.13
ACT | Yr 1: 0.125; Yr 2: 0.14; Yr 3: 0.145
Note on A13: Craig Roussac: this is increases over and above current forecast rent from spending CAPEX on this project
Note on A14: Craig Roussac: Each inflow / saving must be positive. Include all cash inflows and savings for duration of asset's life.
Note on A16: Craig Roussac: Each outflow / expense must be negative. Include all expenses for duration of asset's life.
Note on A17: Craig Roussac: Value may be positive or negative (eg if decommissioning and disposal costs are incurred) butbut occurs only once.
Note on A39: Craig Roussac: this is increases over and above current forecast rent from spending CAPEX on this project
Note on A43: Craig Roussac: Each inflow / saving must be positive. Include all cash inflows and savings for duration of asset's life.
Note on A53: Craig Roussac: Value may be positive or negative (eg if decommissioning and disposal costs are incurred) butbut occurs only once.

## 6O'C-OS (hidden)
Investa Property Group - Property Services
Prepared By: |  |  | Date:
Business Case For Capital Investment
[7 empty] | NLA | 13004
Project Title: | Various energy efficiency measures
Property: | 6 O'Connell Street
Property No:
Capex No:
Description: | INSERT BRIEF DESCRIPTION- Hit [Alt] + [Enter] at same time to drop row
|  | Year 0 | Y1 | Y2 | Y3 | Y4 | Y5 | Y6 | Y7 | Y8 | Y9 | Y10
Investment amount |  | 0 | 0 | 0 | 0 | 0 | 0 | 0 | 0 | 0 | 0 | 0
Improvement in Rental Income |  |  | 0 | 0 | 0 | 0 | 0 | 0 | 0 | 0 | 0 | 0
Reduced costs / OPEX savings |  |  | 90526.5 | 95052.825 | 99805.4663 | 104795.7396 | 110035.5265 | 115537.3029 | 121314.168 | 127379.8764 | 133748.8702 | 140436.3137
Cash outflows / expenses |  |  | 0 | 0 | 0 | 0 | 0 | 0 | 0 | 0 | 0 | 0
Terminal value (end of life / after ten years) |  |  | 0 | 0 | 0 | 0 | 0 | 0 | 0 | 0 | 0 | 0
Net cash flow |  | 0 | 90526.5 | 95052.825 | 99805.4663 | 104795.7396 | 110035.5265 | 115537.3029 | 121314.168 | 127379.8764 | 133748.8702 | 140436.3137
savings $/m2 |  |  | 6.9614 | 7.3095 | 7.675 | 8.0587 | 8.4617 | 8.8848 | 9.329 | 9.7954 | 10.2852 | 10.7995
Information to cut and paste into Strategic Asset Plan
[7 empty] | current | CURRENT | FY25 | FY26 | FY27 | FY28
Is this building a NET or GROSS LEASE building | NET | Y4: NABERS Rating; Y5: 4.7629; Y6: 4.7629; Y7: 4.7629; Y8: 5.3353
[6 empty] | Capex proposed: |  | 0
Percentage net leases | 0% | Y4: IRR benefit; Y6: #NUM!
[6 empty] | Valuation impact potential |  | 1404313.526
Cap rate | 7.5%
Av. annual NOI impact | 113863.2589
Information to cut and paste into Strategic Asset Plan:
[5 empty] | Current | CURRENT | FY25 | FY26
[5 empty] | 4.76288323548598 Stars | 4.7629 | 4.7629 | 5.3353
[5 empty] | Current | FY13* | FY14* | FY15*
[6 empty] | 0 | 0 | 0
#NUM!
1404313.526
Note on A26: Craig Roussac: this is increases over and above current forecast rent from spending CAPEX on this project
Note on A27: Craig Roussac: Each inflow / saving must be positive. Include all cash inflows and savings for duration of asset's life.
Note on A29: Craig Roussac: Value may be positive or negative (eg if decommissioning and disposal costs are incurred) butbut occurs only once.

## 179T-IS (hidden)
Business Case Cashflow Template
Is this spend within Budget? Y or N | N
Interest Rate: | 0%
Percentage NET | 0%
|  | Year | Year 1 |  |  |  | Year 2 |  |  |  | Year 3 |  |  |  | Year 4 |  |  |  | Year 5 |  |  |  | Year 6 |  |  |  | Year 7 |  |  |  | Year 8 |  |  |  | Year 9 |  |  |  | Year 10
|  | Quarter | Q1 | Q2 | Q3 | Q4 | Q1 | Q2 | Q3 | Q4 | Q1 | Q2 | Q3 | Q4 | Q1 | Q2 | Q3 | Q4 | Q1 | Q2 | Q3 | Q4 | Q1 | Q2 | Q3 | Q4 | Q1 | Q2 | Q3 | Q4 | Q1 | Q2 | Q3 | Q4 | Q1 | Q2 | Q3 | Q4 | Q1 | Q2 | Q3 | Q4
Period (Quarter) |  | 0 | 1 | 2 | 3 | 4 | 5 | 6 | 7 | 8 | 9 | 10 | 11 | 12 | 13 | 14 | 15 | 16 | 17 | 18 | 19 | 20 | 21 | 22 | 23 | 24 | 25 | 26 | 27 | 28 | 29 | 30 | 31 | 32 | 33 | 34 | 35 | 36 | 37 | 38 | 39 | 40
Investment amount |  | -25000 | 0 | 0 | 0 | 0 | 0 | 0 | 0 | 0 | 0 | 0 | 0 | 0 | 0 | 0 | 0 | 0 | 0 | 0 | 0 | 0 | 0 | 0 | 0 | 0 | 0 | 0 | 0 | 0 | 0 | 0 | 0 | 0 | 0 | 0 | 0 | 0 | 0 | 0 | 0 | 0
Improvement in Rental Income |  |  | 0 | 0 | 0 | 0 | 0 | 0 | 0 | 0 | 0 | 0 | 0 | 0 | 0 | 0 | 0 | 0 | 0 | 0 | 0 | 0 | 0 | 0 | 0 | 0 | 0 | 0 | 0 | 0 | 0 | 0 | 0 | 0 | 0 | 0 | 0 | 0 | 0 | 0 | 0 | 0
Reduced costs / OPEX savings |  |  | 0 | 0 | 0 | 0 | 0 | 0 | 0 | 0 | 0 | 0 | 0 | 0 | 0 | 0 | 0 | 0 | 0 | 0 | 0 | 0 | 0 | 0 | 0 | 0 | 0 | 0 | 0 | 0 | 0 | 0 | 0 | 0 | 0 | 0 | 0 | 0 | 0 | 0 | 0 | 0
Reduced costs- energy savings | ENTER NO DATA |  | 4162.5 | 4162.5 | 4162.5 | 4162.5 | 4370.625 | 4370.625 | 4370.625 | 4370.625 | 4589.1563 | 4589.1563 | 4589.1563 | 4589.1563 | 4818.6141 | 4818.6141 | 4818.6141 | 4818.6141 | 5059.5448 | 5059.5448 | 5059.5448 | 5059.5448 | 5312.522 | 5312.522 | 5312.522 | 5312.522 | 5578.1481 | 5578.1481 | 5578.1481 | 5578.1481 | 5857.0555 | 5857.0555 | 5857.0555 | 5857.0555 | 6149.9083 | 6149.9083 | 6149.9083 | 6149.9083 | 6457.4037 | 6457.4037 | 6457.4037 | 6457.4037
Cash outflows / expenses |  |  | 0 | 0 | 0 | 0 | 0 | 0 | 0 | 0 | 0 | 0 | 0 | 0 | 0 | 0 | 0 | 0 | 0 | 0 | 0 | 0 | 0 | 0 | 0 | 0 | 0 | 0 | 0 | 0 | 0 | 0 | 0 | 0 | 0 | 0 | 0 | 0 | 0 | 0 | 0 | 0
Terminal value (end of life / after ten years) |  |  | 0 | 0 | 0 | 0 | 0 | 0 | 0 | 0 | 0 | 0 | 0 | 0 | 0 | 0 | 0 | 0 | 0 | 0 | 0 | 0 | 0 | 0 | 0 | 0 | 0 | 0 | 0 | 0 | 0 | 0 | 0 | 0 | 0 | 0 | 0 | 0 | 0 | 0 | 0 | 0
Net cash flow |  | -25000 | 4162.5 | 4162.5 | 4162.5 | 4162.5 | 4370.625 | 4370.625 | 4370.625 | 4370.625 | 4589.1563 | 4589.1563 | 4589.1563 | 4589.1563 | 4818.6141 | 4818.6141 | 4818.6141 | 4818.6141 | 5059.5448 | 5059.5448 | 5059.5448 | 5059.5448 | 5312.522 | 5312.522 | 5312.522 | 5312.522 | 5578.1481 | 5578.1481 | 5578.1481 | 5578.1481 | 5857.0555 | 5857.0555 | 5857.0555 | 5857.0555 | 6149.9083 | 6149.9083 | 6149.9083 | 6149.9083 | 6457.4037 | 6457.4037 | 6457.4037 | 6457.4037
Cumlative cashflow |  | -25000 | -20837.5 | -16675 | -12512.5 | -8350 | -3979.375 | 391.25 | 4761.875 | 9132.5 | 13721.6562 | 18310.8125 | 22899.9688 | 27489.125 | 32307.7391 | 37126.3531 | 41944.9672 | 46763.5813 | 51823.126 | 56882.6708 | 61942.2155 | 67001.7603 | 72314.2823 | 77626.8043 | 82939.3263 | 88251.8483 | 93829.9964 | 99408.1445 | 104986.2926 | 110564.4407 | 116421.4963 | 122278.5518 | 128135.6073 | 133992.6628 | 140142.5711 | 146292.4794 | 152442.3876 | 158592.2959 | 165049.6996 | 171507.1033 | 177964.507 | 184421.9107
Cost of Interest |  |  | 0 | 0 | 0 | 0 | 0 | 0 | 0 | 0 | 0 | 0 | 0 | 0 | 0 | 0 | 0 | 0 | 0 | 0 | 0 | 0 | 0 | 0 | 0 | 0 | 0 | 0 | 0 | 0 | 0 | 0 | 0 | 0 | 0 | 0 | 0 | 0 | 0 | 0 | 0 | 0
Cashflow after interest |  | -25000 | 4162.5 | 4162.5 | 4162.5 | 4162.5 | 4370.625 | 4370.625 | 4370.625 | 4370.625 | 4589.1563 | 4589.1563 | 4589.1563 | 4589.1563 | 4818.6141 | 4818.6141 | 4818.6141 | 4818.6141 | 5059.5448 | 5059.5448 | 5059.5448 | 5059.5448 | 5312.522 | 5312.522 | 5312.522 | 5312.522 | 5578.1481 | 5578.1481 | 5578.1481 | 5578.1481 | 5857.0555 | 5857.0555 | 5857.0555 | 5857.0555 | 6149.9083 | 6149.9083 | 6149.9083 | 6149.9083 | 6457.4037 | 6457.4037 | 6457.4037 | 6457.4037
Project cost estimate |  | Year 1 Q3 3: 25000; Year 2 Q1 5: 0; Year 2 Q2 6: $/kWh
If project will save electricity only, insert annual kWh savings here: |  |  |  |  | 83250 | kWh |  |  | Yr 1 | Yr 2 | Yr 3 | Yr 4 | Yr 5 | Yr 6 | Yr 7 | Yr 8 | Yr 9 | Yr 10
[8 empty] | $/kWh | 0.2 | 0.21 | 0.2205 | 0.23153 | 0.2431 | 0.25526 | 0.26802 | 0.28142 | 0.29549 | 0.31027
escalation | bar: Yr 2 to Yr 10
Definitions:
Investment amount
Is the amount of CAPEX to be spent. It will all occurr in time 0, but may occurr over a period of time.
It will be a negative number
Improvement in Rental Income
These are cashflows that result from implementing the CAPEX spend and increasing the rent.
They are always a positive number
Reduced costs / OPEX savings
These are the savings generated by the CAPEX investment. For instance energy savings, reduced maintenance costs.
They are always a positive number
Cash outflows / expenses
These are cashflows that are an additional cost which result from implementing the CAPEX spend. For instance scheduled maintenance, metre reading charges, upgrade requirements
They are always a negative number
Terminal value (end of life / after ten years)
At the end of the life of an asset, it maybe sold. Terminal value is these net proceeds
This number maybe 0. It should be entered as 0 or could be a positive number if the capital item can be sold. It should be a net number after all disposal costs.
| Yr 1 | Yr 2 | Yr 3 | Yr 4 | Yr 5 | Yr 6
NSW | Yr 1: 0.125; Yr 2: 0.13875; Yr 3: 0.145 | Yr 7 | Yr 8 | Yr 9 | Yr 10
QLD | Yr 1: 0.125; Yr 2: 0.1375; Yr 3: 0.14875
VIC | Yr 1: 0.125; Yr 2: 0.13375; Yr 3: 0.13875
SA | Yr 1: 0.125; Yr 2: 0.125; Yr 3: 0.13
ACT | Yr 1: 0.125; Yr 2: 0.14; Yr 3: 0.145
Note on A13: Craig Roussac: this is increases over and above current forecast rent from spending CAPEX on this project
Note on A14: Craig Roussac: Each inflow / saving must be positive. Include all cash inflows and savings for duration of asset's life.
Note on A16: Craig Roussac: Each outflow / expense must be negative. Include all expenses for duration of asset's life.
Note on A17: Craig Roussac: Value may be positive or negative (eg if decommissioning and disposal costs are incurred) butbut occurs only once.
Note on A39: Craig Roussac: this is increases over and above current forecast rent from spending CAPEX on this project
Note on A43: Craig Roussac: Each inflow / saving must be positive. Include all cash inflows and savings for duration of asset's life.
Note on A53: Craig Roussac: Value may be positive or negative (eg if decommissioning and disposal costs are incurred) butbut occurs only once.

## 179T-OS (hidden)
Investa Property Group - Property Services
Prepared By: |  |  | Date:
Business Case For Capital Investment
[7 empty] | NLA | 9828
Project Title: | Various energy efficiency measures
Property: | 179 Turbot Street
Property No:
Capex No:
Description: | INSERT BRIEF DESCRIPTION- Hit [Alt] + [Enter] at same time to drop row
|  | Year 0 | Y1 | Y2 | Y3 | Y4 | Y5 | Y6 | Y7 | Y8 | Y9 | Y10
Investment amount |  | -25000 | 0 | 0 | 0 | 0 | 0 | 0 | 0 | 0 | 0 | 0
Improvement in Rental Income |  |  | 0 | 0 | 0 | 0 | 0 | 0 | 0 | 0 | 0 | 0
Reduced costs / OPEX savings |  |  | 16650 | 17482.5 | 18356.625 | 19274.4563 | 20238.1791 | 21250.088 | 22312.5924 | 23428.222 | 24599.6331 | 25829.6148
Cash outflows / expenses |  |  | 0 | 0 | 0 | 0 | 0 | 0 | 0 | 0 | 0 | 0
Terminal value (end of life / after ten years) |  |  | 0 | 0 | 0 | 0 | 0 | 0 | 0 | 0 | 0 | 0
Net cash flow |  | -25000 | 16650 | 17482.5 | 18356.625 | 19274.4563 | 20238.1791 | 21250.088 | 22312.5924 | 23428.222 | 24599.6331 | 25829.6148
savings $/m2 |  |  | 1.6941 | 1.7788 | 1.8678 | 1.9612 | 2.0592 | 2.1622 | 2.2703 | 2.3838 | 2.503 | 2.6282
Information to cut and paste into Strategic Asset Plan
[7 empty] | current | CURRENT | FY25 | FY26 | FY27 | FY28
Is this building a NET or GROSS LEASE building | NET | Y4: NABERS Rating; Y5: 5.2286; Y6: 5.1172; Y7: 5.1172; Y8: 5.1172
[6 empty] | Capex proposed: |  | 25000
Percentage net leases | 0% | Y4: IRR benefit; Y6: 71.1%
[6 empty] | Valuation impact potential |  | 258287.0232
Cap rate | 7.5%
Av. annual NOI impact | 20942.1911
Information to cut and paste into Strategic Asset Plan:
[5 empty] | Current | CURRENT | FY25 | FY26
[5 empty] | 5.22861842105263 Stars | 5.1172 | 5.1172 | 5.1172
[5 empty] | Current | FY13* | FY14* | FY15*
[6 empty] | 25000 | 0 | 0
71.1%
258287.0232
Note on A26: Craig Roussac: this is increases over and above current forecast rent from spending CAPEX on this project
Note on A27: Craig Roussac: Each inflow / saving must be positive. Include all cash inflows and savings for duration of asset's life.
Note on A29: Craig Roussac: Value may be positive or negative (eg if decommissioning and disposal costs are incurred) butbut occurs only once.

## 259Q-IS (hidden)
Business Case Cashflow Template
Is this spend within Budget? Y or N | N
Interest Rate: | 0%
Percentage NET | 0%
|  | Year | Year 1 |  |  |  | Year 2 |  |  |  | Year 3 |  |  |  | Year 4 |  |  |  | Year 5 |  |  |  | Year 6 |  |  |  | Year 7 |  |  |  | Year 8 |  |  |  | Year 9 |  |  |  | Year 10
|  | Quarter | Q1 | Q2 | Q3 | Q4 | Q1 | Q2 | Q3 | Q4 | Q1 | Q2 | Q3 | Q4 | Q1 | Q2 | Q3 | Q4 | Q1 | Q2 | Q3 | Q4 | Q1 | Q2 | Q3 | Q4 | Q1 | Q2 | Q3 | Q4 | Q1 | Q2 | Q3 | Q4 | Q1 | Q2 | Q3 | Q4 | Q1 | Q2 | Q3 | Q4
Period (Quarter) |  | 0 | 1 | 2 | 3 | 4 | 5 | 6 | 7 | 8 | 9 | 10 | 11 | 12 | 13 | 14 | 15 | 16 | 17 | 18 | 19 | 20 | 21 | 22 | 23 | 24 | 25 | 26 | 27 | 28 | 29 | 30 | 31 | 32 | 33 | 34 | 35 | 36 | 37 | 38 | 39 | 40
Investment amount |  | 0 | 0 | 0 | 0 | 0 | 0 | 0 | 0 | 0 | 0 | 0 | 0 | 0 | 0 | 0 | 0 | 0 | 0 | 0 | 0 | 0 | 0 | 0 | 0 | 0 | 0 | 0 | 0 | 0 | 0 | 0 | 0 | 0 | 0 | 0 | 0 | 0 | 0 | 0 | 0 | 0
Improvement in Rental Income |  |  | 0 | 0 | 0 | 0 | 0 | 0 | 0 | 0 | 0 | 0 | 0 | 0 | 0 | 0 | 0 | 0 | 0 | 0 | 0 | 0 | 0 | 0 | 0 | 0 | 0 | 0 | 0 | 0 | 0 | 0 | 0 | 0 | 0 | 0 | 0 | 0 | 0 | 0 | 0 | 0
Reduced costs / OPEX savings |  |  | 0 | 0 | 0 | 0 | 0 | 0 | 0 | 0 | 0 | 0 | 0 | 0 | 0 | 0 | 0 | 0 | 0 | 0 | 0 | 0 | 0 | 0 | 0 | 0 | 0 | 0 | 0 | 0 | 0 | 0 | 0 | 0 | 0 | 0 | 0 | 0 | 0 | 0 | 0 | 0
Reduced costs- energy savings | ENTER NO DATA |  | 11139.4879 | 11139.4879 | 11139.4879 | 11139.4879 | 11696.4623 | 11696.4623 | 11696.4623 | 11696.4623 | 12281.2854 | 12281.2854 | 12281.2854 | 12281.2854 | 12895.3497 | 12895.3497 | 12895.3497 | 12895.3497 | 13540.1171 | 13540.1171 | 13540.1171 | 13540.1171 | 14217.123 | 14217.123 | 14217.123 | 14217.123 | 14927.9791 | 14927.9791 | 14927.9791 | 14927.9791 | 15674.3781 | 15674.3781 | 15674.3781 | 15674.3781 | 16458.097 | 16458.097 | 16458.097 | 16458.097 | 17281.0019 | 17281.0019 | 17281.0019 | 17281.0019
Cash outflows / expenses |  |  | 0 | 0 | 0 | 0 | 0 | 0 | 0 | 0 | 0 | 0 | 0 | 0 | 0 | 0 | 0 | 0 | 0 | 0 | 0 | 0 | 0 | 0 | 0 | 0 | 0 | 0 | 0 | 0 | 0 | 0 | 0 | 0 | 0 | 0 | 0 | 0 | 0 | 0 | 0 | 0
Terminal value (end of life / after ten years) |  |  | 0 | 0 | 0 | 0 | 0 | 0 | 0 | 0 | 0 | 0 | 0 | 0 | 0 | 0 | 0 | 0 | 0 | 0 | 0 | 0 | 0 | 0 | 0 | 0 | 0 | 0 | 0 | 0 | 0 | 0 | 0 | 0 | 0 | 0 | 0 | 0 | 0 | 0 | 0 | 0
Net cash flow |  | 0 | 11139.4879 | 11139.4879 | 11139.4879 | 11139.4879 | 11696.4623 | 11696.4623 | 11696.4623 | 11696.4623 | 12281.2854 | 12281.2854 | 12281.2854 | 12281.2854 | 12895.3497 | 12895.3497 | 12895.3497 | 12895.3497 | 13540.1171 | 13540.1171 | 13540.1171 | 13540.1171 | 14217.123 | 14217.123 | 14217.123 | 14217.123 | 14927.9791 | 14927.9791 | 14927.9791 | 14927.9791 | 15674.3781 | 15674.3781 | 15674.3781 | 15674.3781 | 16458.097 | 16458.097 | 16458.097 | 16458.097 | 17281.0019 | 17281.0019 | 17281.0019 | 17281.0019
Cumlative cashflow |  | 0 | 11139.4879 | 22278.9758 | 33418.4636 | 44557.9515 | 56254.4138 | 67950.876 | 79647.3383 | 91343.8006 | 103625.086 | 115906.3713 | 128187.6567 | 140468.9421 | 153364.2918 | 166259.6414 | 179154.9911 | 192050.3407 | 205590.4578 | 219130.575 | 232670.6921 | 246210.8092 | 260427.9322 | 274645.0552 | 288862.1782 | 303079.3012 | 318007.2803 | 332935.2595 | 347863.2386 | 362791.2178 | 378465.5959 | 394139.974 | 409814.3521 | 425488.7302 | 441946.8272 | 458404.9242 | 474863.0212 | 491321.1182 | 508602.12 | 525883.1219 | 543164.1237 | 560445.1256
Cost of Interest |  |  | 0 | 0 | 0 | 0 | 0 | 0 | 0 | 0 | 0 | 0 | 0 | 0 | 0 | 0 | 0 | 0 | 0 | 0 | 0 | 0 | 0 | 0 | 0 | 0 | 0 | 0 | 0 | 0 | 0 | 0 | 0 | 0 | 0 | 0 | 0 | 0 | 0 | 0 | 0 | 0
Cashflow after interest |  | 0 | 11139.4879 | 11139.4879 | 11139.4879 | 11139.4879 | 11696.4623 | 11696.4623 | 11696.4623 | 11696.4623 | 12281.2854 | 12281.2854 | 12281.2854 | 12281.2854 | 12895.3497 | 12895.3497 | 12895.3497 | 12895.3497 | 13540.1171 | 13540.1171 | 13540.1171 | 13540.1171 | 14217.123 | 14217.123 | 14217.123 | 14217.123 | 14927.9791 | 14927.9791 | 14927.9791 | 14927.9791 | 15674.3781 | 15674.3781 | 15674.3781 | 15674.3781 | 16458.097 | 16458.097 | 16458.097 | 16458.097 | 17281.0019 | 17281.0019 | 17281.0019 | 17281.0019
Project cost estimate |  | Year 1 Q3 3: 0; Year 2 Q1 5: 0; Year 2 Q2 6: $/kWh
If project will save electricity only, insert annual kWh savings here: |  |  |  |  | 222789.7575 | kWh |  |  | Yr 1 | Yr 2 | Yr 3 | Yr 4 | Yr 5 | Yr 6 | Yr 7 | Yr 8 | Yr 9 | Yr 10
[8 empty] | $/kWh | 0.2 | 0.21 | 0.2205 | 0.23153 | 0.2431 | 0.25526 | 0.26802 | 0.28142 | 0.29549 | 0.31027
escalation | bar: Yr 2 to Yr 10
Definitions:
Investment amount
Is the amount of CAPEX to be spent. It will all occurr in time 0, but may occurr over a period of time.
It will be a negative number
Improvement in Rental Income
These are cashflows that result from implementing the CAPEX spend and increasing the rent.
They are always a positive number
Reduced costs / OPEX savings
These are the savings generated by the CAPEX investment. For instance energy savings, reduced maintenance costs.
They are always a positive number
Cash outflows / expenses
These are cashflows that are an additional cost which result from implementing the CAPEX spend. For instance scheduled maintenance, metre reading charges, upgrade requirements
They are always a negative number
Terminal value (end of life / after ten years)
At the end of the life of an asset, it maybe sold. Terminal value is these net proceeds
This number maybe 0. It should be entered as 0 or could be a positive number if the capital item can be sold. It should be a net number after all disposal costs.
| Yr 1 | Yr 2 | Yr 3 | Yr 4 | Yr 5 | Yr 6
NSW | Yr 1: 0.125; Yr 2: 0.13875; Yr 3: 0.145 | Yr 7 | Yr 8 | Yr 9 | Yr 10
QLD | Yr 1: 0.125; Yr 2: 0.1375; Yr 3: 0.14875
VIC | Yr 1: 0.125; Yr 2: 0.13375; Yr 3: 0.13875
SA | Yr 1: 0.125; Yr 2: 0.125; Yr 3: 0.13
ACT | Yr 1: 0.125; Yr 2: 0.14; Yr 3: 0.145
Note on A13: Craig Roussac: this is increases over and above current forecast rent from spending CAPEX on this project
Note on A14: Craig Roussac: Each inflow / saving must be positive. Include all cash inflows and savings for duration of asset's life.
Note on A16: Craig Roussac: Each outflow / expense must be negative. Include all expenses for duration of asset's life.
Note on A17: Craig Roussac: Value may be positive or negative (eg if decommissioning and disposal costs are incurred) butbut occurs only once.
Note on A39: Craig Roussac: this is increases over and above current forecast rent from spending CAPEX on this project
Note on A43: Craig Roussac: Each inflow / saving must be positive. Include all cash inflows and savings for duration of asset's life.
Note on A53: Craig Roussac: Value may be positive or negative (eg if decommissioning and disposal costs are incurred) butbut occurs only once.

## 259Q-OS (hidden)
Investa Property Group - Property Services
Prepared By: |  |  | Date:
Business Case For Capital Investment
[7 empty] | NLA | 23771
Project Title: | Various energy efficiency measures
Property: | 259 Queen Street
Property No:
Capex No:
Description: | INSERT BRIEF DESCRIPTION- Hit [Alt] + [Enter] at same time to drop row
|  | Year 0 | Y1 | Y2 | Y3 | Y4 | Y5 | Y6 | Y7 | Y8 | Y9 | Y10
Investment amount |  | 0 | 0 | 0 | 0 | 0 | 0 | 0 | 0 | 0 | 0 | 0
Improvement in Rental Income |  |  | 0 | 0 | 0 | 0 | 0 | 0 | 0 | 0 | 0 | 0
Reduced costs / OPEX savings |  |  | 44557.9515 | 46785.8491 | 49125.1415 | 51581.3986 | 54160.4685 | 56868.492 | 59711.9166 | 62697.5124 | 65832.388 | 69124.0074
Cash outflows / expenses |  |  | 0 | 0 | 0 | 0 | 0 | 0 | 0 | 0 | 0 | 0
Terminal value (end of life / after ten years) |  |  | 0 | 0 | 0 | 0 | 0 | 0 | 0 | 0 | 0 | 0
Net cash flow |  | 0 | 44557.9515 | 46785.8491 | 49125.1415 | 51581.3986 | 54160.4685 | 56868.492 | 59711.9166 | 62697.5124 | 65832.388 | 69124.0074
savings $/m2 |  |  | 1.8745 | 1.9682 | 2.0666 | 2.1699 | 2.2784 | 2.3923 | 2.512 | 2.6376 | 2.7694 | 2.9079
Information to cut and paste into Strategic Asset Plan
[7 empty] | current | CURRENT | FY25 | FY26 | FY27 | FY28
Is this building a NET or GROSS LEASE building | NET | Y4: NABERS Rating; Y5: 5.9413; Y6: 5.4825; Y7: 5.4825; Y8: 5.4825
[6 empty] | Capex proposed: |  | 0
Percentage net leases | 0% | Y4: IRR benefit; Y6: #NUM!
[6 empty] | Valuation impact potential |  | 691215.6549
Cap rate | 7.5%
Av. annual NOI impact | 56044.5126
Information to cut and paste into Strategic Asset Plan:
[5 empty] | Current | CURRENT | FY25 | FY26
[5 empty] | 5.94133771929824 Stars | 5.4825 | 5.4825 | 5.4825
[5 empty] | Current | FY13* | FY14* | FY15*
[6 empty] | 0 | 0 | 0
#NUM!
691215.6549
Note on A26: Craig Roussac: this is increases over and above current forecast rent from spending CAPEX on this project
Note on A27: Craig Roussac: Each inflow / saving must be positive. Include all cash inflows and savings for duration of asset's life.
Note on A29: Craig Roussac: Value may be positive or negative (eg if decommissioning and disposal costs are incurred) butbut occurs only once.

## 120C-IS (hidden)
Business Case Cashflow Template
Is this spend within Budget? Y or N | N
Interest Rate: | 0%
Percentage NET | 0%
|  | Year | Year 1 |  |  |  | Year 2 |  |  |  | Year 3 |  |  |  | Year 4 |  |  |  | Year 5 |  |  |  | Year 6 |  |  |  | Year 7 |  |  |  | Year 8 |  |  |  | Year 9 |  |  |  | Year 10
|  | Quarter | Q1 | Q2 | Q3 | Q4 | Q1 | Q2 | Q3 | Q4 | Q1 | Q2 | Q3 | Q4 | Q1 | Q2 | Q3 | Q4 | Q1 | Q2 | Q3 | Q4 | Q1 | Q2 | Q3 | Q4 | Q1 | Q2 | Q3 | Q4 | Q1 | Q2 | Q3 | Q4 | Q1 | Q2 | Q3 | Q4 | Q1 | Q2 | Q3 | Q4
Period (Quarter) |  | 0 | 1 | 2 | 3 | 4 | 5 | 6 | 7 | 8 | 9 | 10 | 11 | 12 | 13 | 14 | 15 | 16 | 17 | 18 | 19 | 20 | 21 | 22 | 23 | 24 | 25 | 26 | 27 | 28 | 29 | 30 | 31 | 32 | 33 | 34 | 35 | 36 | 37 | 38 | 39 | 40
Investment amount |  | 0 | 0 | 0 | 0 | 0 | 0 | 0 | 0 | 0 | 0 | 0 | 0 | 0 | 0 | 0 | 0 | 0 | 0 | 0 | 0 | 0 | 0 | 0 | 0 | 0 | 0 | 0 | 0 | 0 | 0 | 0 | 0 | 0 | 0 | 0 | 0 | 0 | 0 | 0 | 0 | 0
Improvement in Rental Income |  |  | 0 | 0 | 0 | 0 | 0 | 0 | 0 | 0 | 0 | 0 | 0 | 0 | 0 | 0 | 0 | 0 | 0 | 0 | 0 | 0 | 0 | 0 | 0 | 0 | 0 | 0 | 0 | 0 | 0 | 0 | 0 | 0 | 0 | 0 | 0 | 0 | 0 | 0 | 0 | 0
Reduced costs / OPEX savings |  |  | 0 | 0 | 0 | 0 | 0 | 0 | 0 | 0 | 0 | 0 | 0 | 0 | 0 | 0 | 0 | 0 | 0 | 0 | 0 | 0 | 0 | 0 | 0 | 0 | 0 | 0 | 0 | 0 | 0 | 0 | 0 | 0 | 0 | 0 | 0 | 0 | 0 | 0 | 0 | 0
Reduced costs- energy savings | ENTER NO DATA |  | 0 | 0 | 0 | 0 | 0 | 0 | 0 | 0 | 0 | 0 | 0 | 0 | 0 | 0 | 0 | 0 | 0 | 0 | 0 | 0 | 0 | 0 | 0 | 0 | 0 | 0 | 0 | 0 | 0 | 0 | 0 | 0 | 0 | 0 | 0 | 0 | 0 | 0 | 0 | 0
Cash outflows / expenses |  |  | 0 | 0 | 0 | 0 | 0 | 0 | 0 | 0 | 0 | 0 | 0 | 0 | 0 | 0 | 0 | 0 | 0 | 0 | 0 | 0 | 0 | 0 | 0 | 0 | 0 | 0 | 0 | 0 | 0 | 0 | 0 | 0 | 0 | 0 | 0 | 0 | 0 | 0 | 0 | 0
Terminal value (end of life / after ten years) |  |  | 0 | 0 | 0 | 0 | 0 | 0 | 0 | 0 | 0 | 0 | 0 | 0 | 0 | 0 | 0 | 0 | 0 | 0 | 0 | 0 | 0 | 0 | 0 | 0 | 0 | 0 | 0 | 0 | 0 | 0 | 0 | 0 | 0 | 0 | 0 | 0 | 0 | 0 | 0 | 0
Net cash flow |  | 0 | 0 | 0 | 0 | 0 | 0 | 0 | 0 | 0 | 0 | 0 | 0 | 0 | 0 | 0 | 0 | 0 | 0 | 0 | 0 | 0 | 0 | 0 | 0 | 0 | 0 | 0 | 0 | 0 | 0 | 0 | 0 | 0 | 0 | 0 | 0 | 0 | 0 | 0 | 0 | 0
Cumlative cashflow |  | 0 | 0 | 0 | 0 | 0 | 0 | 0 | 0 | 0 | 0 | 0 | 0 | 0 | 0 | 0 | 0 | 0 | 0 | 0 | 0 | 0 | 0 | 0 | 0 | 0 | 0 | 0 | 0 | 0 | 0 | 0 | 0 | 0 | 0 | 0 | 0 | 0 | 0 | 0 | 0 | 0
Cost of Interest |  |  | 0 | 0 | 0 | 0 | 0 | 0 | 0 | 0 | 0 | 0 | 0 | 0 | 0 | 0 | 0 | 0 | 0 | 0 | 0 | 0 | 0 | 0 | 0 | 0 | 0 | 0 | 0 | 0 | 0 | 0 | 0 | 0 | 0 | 0 | 0 | 0 | 0 | 0 | 0 | 0
Cashflow after interest |  | 0 | 0 | 0 | 0 | 0 | 0 | 0 | 0 | 0 | 0 | 0 | 0 | 0 | 0 | 0 | 0 | 0 | 0 | 0 | 0 | 0 | 0 | 0 | 0 | 0 | 0 | 0 | 0 | 0 | 0 | 0 | 0 | 0 | 0 | 0 | 0 | 0 | 0 | 0 | 0 | 0
Project cost estimate |  | Year 1 Q3 3: 0; Year 2 Q1 5: #DIV/0!; Year 2 Q2 6: $/kWh
If project will save electricity only, insert annual kWh savings here: |  |  |  |  | 0 | kWh |  |  | Yr 1 | Yr 2 | Yr 3 | Yr 4 | Yr 5 | Yr 6 | Yr 7 | Yr 8 | Yr 9 | Yr 10
[8 empty] | $/kWh | 0.2 | 0.21 | 0.2205 | 0.23153 | 0.2431 | 0.25526 | 0.26802 | 0.28142 | 0.29549 | 0.31027
escalation | bar: Yr 2 to Yr 10
Definitions:
Investment amount
Is the amount of CAPEX to be spent. It will all occurr in time 0, but may occurr over a period of time.
It will be a negative number
Improvement in Rental Income
These are cashflows that result from implementing the CAPEX spend and increasing the rent.
They are always a positive number
Reduced costs / OPEX savings
These are the savings generated by the CAPEX investment. For instance energy savings, reduced maintenance costs.
They are always a positive number
Cash outflows / expenses
These are cashflows that are an additional cost which result from implementing the CAPEX spend. For instance scheduled maintenance, metre reading charges, upgrade requirements
They are always a negative number
Terminal value (end of life / after ten years)
At the end of the life of an asset, it maybe sold. Terminal value is these net proceeds
This number maybe 0. It should be entered as 0 or could be a positive number if the capital item can be sold. It should be a net number after all disposal costs.
| Yr 1 | Yr 2 | Yr 3 | Yr 4 | Yr 5 | Yr 6
NSW | Yr 1: 0.125; Yr 2: 0.13875; Yr 3: 0.145 | Yr 7 | Yr 8 | Yr 9 | Yr 10
QLD | Yr 1: 0.125; Yr 2: 0.1375; Yr 3: 0.14875
VIC | Yr 1: 0.125; Yr 2: 0.13375; Yr 3: 0.13875
SA | Yr 1: 0.125; Yr 2: 0.125; Yr 3: 0.13
ACT | Yr 1: 0.125; Yr 2: 0.14; Yr 3: 0.145
Note on A13: Craig Roussac: this is increases over and above current forecast rent from spending CAPEX on this project
Note on A14: Craig Roussac: Each inflow / saving must be positive. Include all cash inflows and savings for duration of asset's life.
Note on A16: Craig Roussac: Each outflow / expense must be negative. Include all expenses for duration of asset's life.
Note on A17: Craig Roussac: Value may be positive or negative (eg if decommissioning and disposal costs are incurred) butbut occurs only once.
Note on A39: Craig Roussac: this is increases over and above current forecast rent from spending CAPEX on this project
Note on A43: Craig Roussac: Each inflow / saving must be positive. Include all cash inflows and savings for duration of asset's life.
Note on A53: Craig Roussac: Value may be positive or negative (eg if decommissioning and disposal costs are incurred) butbut occurs only once.

## 120C-OS (hidden)
Investa Property Group - Property Services
Prepared By: |  |  | Date:
Business Case For Capital Investment
[7 empty] | NLA | 50900
Project Title: | Various energy efficiency measures
Property: | 120 Collins Street
Property No:
Capex No:
Description: | INSERT BRIEF DESCRIPTION- Hit [Alt] + [Enter] at same time to drop row
|  | Year 0 | Y1 | Y2 | Y3 | Y4 | Y5 | Y6 | Y7 | Y8 | Y9 | Y10
Investment amount |  | 0 | 0 | 0 | 0 | 0 | 0 | 0 | 0 | 0 | 0 | 0
Improvement in Rental Income |  |  | 0 | 0 | 0 | 0 | 0 | 0 | 0 | 0 | 0 | 0
Reduced costs / OPEX savings |  |  | 0 | 0 | 0 | 0 | 0 | 0 | 0 | 0 | 0 | 0
Cash outflows / expenses |  |  | 0 | 0 | 0 | 0 | 0 | 0 | 0 | 0 | 0 | 0
Terminal value (end of life / after ten years) |  |  | 0 | 0 | 0 | 0 | 0 | 0 | 0 | 0 | 0 | 0
Net cash flow |  | 0 | 0 | 0 | 0 | 0 | 0 | 0 | 0 | 0 | 0 | 0
savings $/m2 |  |  | 0 | 0 | 0 | 0 | 0 | 0 | 0 | 0 | 0 | 0
Information to cut and paste into Strategic Asset Plan
[7 empty] | current | CURRENT | FY25 | FY26 | FY27 | FY28
Is this building a NET or GROSS LEASE building | NET | Y4: NABERS Rating; Y5: 4.2065; Y6: 4.2065; Y7: 4.2065; Y8: 4.2065
[6 empty] | Capex proposed: |  | 0
Percentage net leases | 0% | Y4: IRR benefit; Y6: #NUM!
[6 empty] | Valuation impact potential |  | #DIV/0!
Cap rate | 7.5%
Av. annual NOI impact | #DIV/0!
Information to cut and paste into Strategic Asset Plan:
[5 empty] | Current | CURRENT | FY25 | FY26
[5 empty] | 4.20647193585338 Stars | 4.2065 | 4.2065 | 4.2065
[5 empty] | Current | FY13* | FY14* | FY15*
[6 empty] | 0 | 0 | 0
#NUM!
#DIV/0!
Note on A26: Craig Roussac: this is increases over and above current forecast rent from spending CAPEX on this project
Note on A27: Craig Roussac: Each inflow / saving must be positive. Include all cash inflows and savings for duration of asset's life.
Note on A29: Craig Roussac: Value may be positive or negative (eg if decommissioning and disposal costs are incurred) butbut occurs only once.

## 567C-IS (hidden)
Business Case Cashflow Template
Is this spend within Budget? Y or N | N
Interest Rate: | 0%
Percentage NET | 0%
|  | Year | Year 1 |  |  |  | Year 2 |  |  |  | Year 3 |  |  |  | Year 4 |  |  |  | Year 5 |  |  |  | Year 6 |  |  |  | Year 7 |  |  |  | Year 8 |  |  |  | Year 9 |  |  |  | Year 10
|  | Quarter | Q1 | Q2 | Q3 | Q4 | Q1 | Q2 | Q3 | Q4 | Q1 | Q2 | Q3 | Q4 | Q1 | Q2 | Q3 | Q4 | Q1 | Q2 | Q3 | Q4 | Q1 | Q2 | Q3 | Q4 | Q1 | Q2 | Q3 | Q4 | Q1 | Q2 | Q3 | Q4 | Q1 | Q2 | Q3 | Q4 | Q1 | Q2 | Q3 | Q4
Period (Quarter) |  | 0 | 1 | 2 | 3 | 4 | 5 | 6 | 7 | 8 | 9 | 10 | 11 | 12 | 13 | 14 | 15 | 16 | 17 | 18 | 19 | 20 | 21 | 22 | 23 | 24 | 25 | 26 | 27 | 28 | 29 | 30 | 31 | 32 | 33 | 34 | 35 | 36 | 37 | 38 | 39 | 40
Investment amount |  | -9500 | 0 | 0 | 0 | 0 | 0 | 0 | 0 | 0 | 0 | 0 | 0 | 0 | 0 | 0 | 0 | 0 | 0 | 0 | 0 | 0 | 0 | 0 | 0 | 0 | 0 | 0 | 0 | 0 | 0 | 0 | 0 | 0 | 0 | 0 | 0 | 0 | 0 | 0 | 0 | 0
Improvement in Rental Income |  |  | 0 | 0 | 0 | 0 | 0 | 0 | 0 | 0 | 0 | 0 | 0 | 0 | 0 | 0 | 0 | 0 | 0 | 0 | 0 | 0 | 0 | 0 | 0 | 0 | 0 | 0 | 0 | 0 | 0 | 0 | 0 | 0 | 0 | 0 | 0 | 0 | 0 | 0 | 0 | 0
Reduced costs / OPEX savings |  |  | 0 | 0 | 0 | 0 | 0 | 0 | 0 | 0 | 0 | 0 | 0 | 0 | 0 | 0 | 0 | 0 | 0 | 0 | 0 | 0 | 0 | 0 | 0 | 0 | 0 | 0 | 0 | 0 | 0 | 0 | 0 | 0 | 0 | 0 | 0 | 0 | 0 | 0 | 0 | 0
Reduced costs- energy savings | ENTER NO DATA |  | 11615 | 11615 | 11615 | 11615 | 12195.75 | 12195.75 | 12195.75 | 12195.75 | 12805.5375 | 12805.5375 | 12805.5375 | 12805.5375 | 13445.8144 | 13445.8144 | 13445.8144 | 13445.8144 | 14118.1051 | 14118.1051 | 14118.1051 | 14118.1051 | 14824.0103 | 14824.0103 | 14824.0103 | 14824.0103 | 15565.2109 | 15565.2109 | 15565.2109 | 15565.2109 | 16343.4714 | 16343.4714 | 16343.4714 | 16343.4714 | 17160.645 | 17160.645 | 17160.645 | 17160.645 | 18018.6772 | 18018.6772 | 18018.6772 | 18018.6772
Cash outflows / expenses |  |  | 0 | 0 | 0 | 0 | 0 | 0 | 0 | 0 | 0 | 0 | 0 | 0 | 0 | 0 | 0 | 0 | 0 | 0 | 0 | 0 | 0 | 0 | 0 | 0 | 0 | 0 | 0 | 0 | 0 | 0 | 0 | 0 | 0 | 0 | 0 | 0 | 0 | 0 | 0 | 0
Terminal value (end of life / after ten years) |  |  | 0 | 0 | 0 | 0 | 0 | 0 | 0 | 0 | 0 | 0 | 0 | 0 | 0 | 0 | 0 | 0 | 0 | 0 | 0 | 0 | 0 | 0 | 0 | 0 | 0 | 0 | 0 | 0 | 0 | 0 | 0 | 0 | 0 | 0 | 0 | 0 | 0 | 0 | 0 | 0
Net cash flow |  | -9500 | 11615 | 11615 | 11615 | 11615 | 12195.75 | 12195.75 | 12195.75 | 12195.75 | 12805.5375 | 12805.5375 | 12805.5375 | 12805.5375 | 13445.8144 | 13445.8144 | 13445.8144 | 13445.8144 | 14118.1051 | 14118.1051 | 14118.1051 | 14118.1051 | 14824.0103 | 14824.0103 | 14824.0103 | 14824.0103 | 15565.2109 | 15565.2109 | 15565.2109 | 15565.2109 | 16343.4714 | 16343.4714 | 16343.4714 | 16343.4714 | 17160.645 | 17160.645 | 17160.645 | 17160.645 | 18018.6772 | 18018.6772 | 18018.6772 | 18018.6772
Cumlative cashflow |  | -9500 | 2115 | 13730 | 25345 | 36960 | 49155.75 | 61351.5 | 73547.25 | 85743 | 98548.5375 | 111354.075 | 124159.6125 | 136965.15 | 150410.9644 | 163856.7787 | 177302.5931 | 190748.4075 | 204866.5126 | 218984.6177 | 233102.7228 | 247220.8279 | 262044.8382 | 276868.8486 | 291692.8589 | 306516.8693 | 322082.0801 | 337647.291 | 353212.5019 | 368777.7127 | 385121.1841 | 401464.6556 | 417808.127 | 434151.5984 | 451312.2433 | 468472.8883 | 485633.5333 | 502794.1783 | 520812.8555 | 538831.5327 | 556850.21 | 574868.8872
Cost of Interest |  |  | 0 | 0 | 0 | 0 | 0 | 0 | 0 | 0 | 0 | 0 | 0 | 0 | 0 | 0 | 0 | 0 | 0 | 0 | 0 | 0 | 0 | 0 | 0 | 0 | 0 | 0 | 0 | 0 | 0 | 0 | 0 | 0 | 0 | 0 | 0 | 0 | 0 | 0 | 0 | 0
Cashflow after interest |  | -9500 | 11615 | 11615 | 11615 | 11615 | 12195.75 | 12195.75 | 12195.75 | 12195.75 | 12805.5375 | 12805.5375 | 12805.5375 | 12805.5375 | 13445.8144 | 13445.8144 | 13445.8144 | 13445.8144 | 14118.1051 | 14118.1051 | 14118.1051 | 14118.1051 | 14824.0103 | 14824.0103 | 14824.0103 | 14824.0103 | 15565.2109 | 15565.2109 | 15565.2109 | 15565.2109 | 16343.4714 | 16343.4714 | 16343.4714 | 16343.4714 | 17160.645 | 17160.645 | 17160.645 | 17160.645 | 18018.6772 | 18018.6772 | 18018.6772 | 18018.6772
Project cost estimate |  | Year 1 Q3 3: 9500; Year 2 Q1 5: 0; Year 2 Q2 6: $/kWh
If project will save electricity only, insert annual kWh savings here: |  |  |  |  | 232300 | kWh |  |  | Yr 1 | Yr 2 | Yr 3 | Yr 4 | Yr 5 | Yr 6 | Yr 7 | Yr 8 | Yr 9 | Yr 10
[8 empty] | $/kWh | 0.2 | 0.21 | 0.2205 | 0.23153 | 0.2431 | 0.25526 | 0.26802 | 0.28142 | 0.29549 | 0.31027
escalation | bar: Yr 2 to Yr 10
Definitions:
Investment amount
Is the amount of CAPEX to be spent. It will all occurr in time 0, but may occurr over a period of time.
It will be a negative number
Improvement in Rental Income
These are cashflows that result from implementing the CAPEX spend and increasing the rent.
They are always a positive number
Reduced costs / OPEX savings
These are the savings generated by the CAPEX investment. For instance energy savings, reduced maintenance costs.
They are always a positive number
Cash outflows / expenses
These are cashflows that are an additional cost which result from implementing the CAPEX spend. For instance scheduled maintenance, metre reading charges, upgrade requirements
They are always a negative number
Terminal value (end of life / after ten years)
At the end of the life of an asset, it maybe sold. Terminal value is these net proceeds
This number maybe 0. It should be entered as 0 or could be a positive number if the capital item can be sold. It should be a net number after all disposal costs.
| Yr 1 | Yr 2 | Yr 3 | Yr 4 | Yr 5 | Yr 6
NSW | Yr 1: 0.125; Yr 2: 0.13875; Yr 3: 0.145 | Yr 7 | Yr 8 | Yr 9 | Yr 10
QLD | Yr 1: 0.125; Yr 2: 0.1375; Yr 3: 0.14875
VIC | Yr 1: 0.125; Yr 2: 0.13375; Yr 3: 0.13875
SA | Yr 1: 0.125; Yr 2: 0.125; Yr 3: 0.13
ACT | Yr 1: 0.125; Yr 2: 0.14; Yr 3: 0.145
Note on A13: Craig Roussac: this is increases over and above current forecast rent from spending CAPEX on this project
Note on A14: Craig Roussac: Each inflow / saving must be positive. Include all cash inflows and savings for duration of asset's life.
Note on A16: Craig Roussac: Each outflow / expense must be negative. Include all expenses for duration of asset's life.
Note on A17: Craig Roussac: Value may be positive or negative (eg if decommissioning and disposal costs are incurred) butbut occurs only once.
Note on A39: Craig Roussac: this is increases over and above current forecast rent from spending CAPEX on this project
Note on A43: Craig Roussac: Each inflow / saving must be positive. Include all cash inflows and savings for duration of asset's life.
Note on A53: Craig Roussac: Value may be positive or negative (eg if decommissioning and disposal costs are incurred) butbut occurs only once.

## 567C-OS (hidden)
Investa Property Group - Property Services
Prepared By: |  |  | Date:
Business Case For Capital Investment
[7 empty] | NLA | 47563.3
Project Title: | Various energy efficiency measures
Property: | 567 Collins Street
Property No:
Capex No:
Description: | INSERT BRIEF DESCRIPTION- Hit [Alt] + [Enter] at same time to drop row
|  | Year 0 | Y1 | Y2 | Y3 | Y4 | Y5 | Y6 | Y7 | Y8 | Y9 | Y10
Investment amount |  | -9500 | 0 | 0 | 0 | 0 | 0 | 0 | 0 | 0 | 0 | 0
Improvement in Rental Income |  |  | 0 | 0 | 0 | 0 | 0 | 0 | 0 | 0 | 0 | 0
Reduced costs / OPEX savings |  |  | 46460 | 48783 | 51222.15 | 53783.2575 | 56472.4204 | 59296.0414 | 62260.8435 | 65373.8856 | 68642.5799 | 72074.7089
Cash outflows / expenses |  |  | 0 | 0 | 0 | 0 | 0 | 0 | 0 | 0 | 0 | 0
Terminal value (end of life / after ten years) |  |  | 0 | 0 | 0 | 0 | 0 | 0 | 0 | 0 | 0 | 0
Net cash flow |  | -9500 | 46460 | 48783 | 51222.15 | 53783.2575 | 56472.4204 | 59296.0414 | 62260.8435 | 65373.8856 | 68642.5799 | 72074.7089
savings $/m2 |  |  | 0.9768 | 1.0256 | 1.0769 | 1.1308 | 1.1873 | 1.2467 | 1.309 | 1.3745 | 1.4432 | 1.5153
Information to cut and paste into Strategic Asset Plan
[7 empty] | current | CURRENT | FY25 | FY26 | FY27 | FY28
Is this building a NET or GROSS LEASE building | NET | Y4: NABERS Rating; Y5: 5.8617; Y6: 5.7618; Y7: 5.7937; Y8: 5.8428
[6 empty] | Capex proposed: |  | 9500
Percentage net leases | 0% | Y4: IRR benefit; Y6: 494.1%
[6 empty] | Valuation impact potential |  | 720721.6275
Cap rate | 7.5%
Av. annual NOI impact | 58436.8887
Information to cut and paste into Strategic Asset Plan:
[5 empty] | Current | CURRENT | FY25 | FY26
[5 empty] | 5.86168384879725 Stars | 5.7618 | 5.7937 | 5.8428
[5 empty] | Current | FY13* | FY14* | FY15*
[6 empty] | 9500 | 0 | 0
494.1%
720721.6275
Note on A26: Craig Roussac: this is increases over and above current forecast rent from spending CAPEX on this project
Note on A27: Craig Roussac: Each inflow / saving must be positive. Include all cash inflows and savings for duration of asset's life.
Note on A29: Craig Roussac: Value may be positive or negative (eg if decommissioning and disposal costs are incurred) butbut occurs only once.

## 575B-IS (hidden)
Business Case Cashflow Template
Is this spend within Budget? Y or N | N
Interest Rate: | 0%
Percentage NET | 0%
|  | Year | Year 1 |  |  |  | Year 2 |  |  |  | Year 3 |  |  |  | Year 4 |  |  |  | Year 5 |  |  |  | Year 6 |  |  |  | Year 7 |  |  |  | Year 8 |  |  |  | Year 9 |  |  |  | Year 10
|  | Quarter | Q1 | Q2 | Q3 | Q4 | Q1 | Q2 | Q3 | Q4 | Q1 | Q2 | Q3 | Q4 | Q1 | Q2 | Q3 | Q4 | Q1 | Q2 | Q3 | Q4 | Q1 | Q2 | Q3 | Q4 | Q1 | Q2 | Q3 | Q4 | Q1 | Q2 | Q3 | Q4 | Q1 | Q2 | Q3 | Q4 | Q1 | Q2 | Q3 | Q4
Period (Quarter) |  | 0 | 1 | 2 | 3 | 4 | 5 | 6 | 7 | 8 | 9 | 10 | 11 | 12 | 13 | 14 | 15 | 16 | 17 | 18 | 19 | 20 | 21 | 22 | 23 | 24 | 25 | 26 | 27 | 28 | 29 | 30 | 31 | 32 | 33 | 34 | 35 | 36 | 37 | 38 | 39 | 40
Investment amount |  | 0 | 0 | 0 | 0 | 0 | 0 | 0 | 0 | 0 | 0 | 0 | 0 | 0 | 0 | 0 | 0 | 0 | 0 | 0 | 0 | 0 | 0 | 0 | 0 | 0 | 0 | 0 | 0 | 0 | 0 | 0 | 0 | 0 | 0 | 0 | 0 | 0 | 0 | 0 | 0 | 0
Improvement in Rental Income |  |  | 0 | 0 | 0 | 0 | 0 | 0 | 0 | 0 | 0 | 0 | 0 | 0 | 0 | 0 | 0 | 0 | 0 | 0 | 0 | 0 | 0 | 0 | 0 | 0 | 0 | 0 | 0 | 0 | 0 | 0 | 0 | 0 | 0 | 0 | 0 | 0 | 0 | 0 | 0 | 0
Reduced costs / OPEX savings |  |  | 0 | 0 | 0 | 0 | 0 | 0 | 0 | 0 | 0 | 0 | 0 | 0 | 0 | 0 | 0 | 0 | 0 | 0 | 0 | 0 | 0 | 0 | 0 | 0 | 0 | 0 | 0 | 0 | 0 | 0 | 0 | 0 | 0 | 0 | 0 | 0 | 0 | 0 | 0 | 0
Reduced costs- energy savings | ENTER NO DATA |  | 0 | 0 | 0 | 0 | 0 | 0 | 0 | 0 | 0 | 0 | 0 | 0 | 0 | 0 | 0 | 0 | 0 | 0 | 0 | 0 | 0 | 0 | 0 | 0 | 0 | 0 | 0 | 0 | 0 | 0 | 0 | 0 | 0 | 0 | 0 | 0 | 0 | 0 | 0 | 0
Cash outflows / expenses |  |  | 0 | 0 | 0 | 0 | 0 | 0 | 0 | 0 | 0 | 0 | 0 | 0 | 0 | 0 | 0 | 0 | 0 | 0 | 0 | 0 | 0 | 0 | 0 | 0 | 0 | 0 | 0 | 0 | 0 | 0 | 0 | 0 | 0 | 0 | 0 | 0 | 0 | 0 | 0 | 0
Terminal value (end of life / after ten years) |  |  | 0 | 0 | 0 | 0 | 0 | 0 | 0 | 0 | 0 | 0 | 0 | 0 | 0 | 0 | 0 | 0 | 0 | 0 | 0 | 0 | 0 | 0 | 0 | 0 | 0 | 0 | 0 | 0 | 0 | 0 | 0 | 0 | 0 | 0 | 0 | 0 | 0 | 0 | 0 | 0
Net cash flow |  | 0 | 0 | 0 | 0 | 0 | 0 | 0 | 0 | 0 | 0 | 0 | 0 | 0 | 0 | 0 | 0 | 0 | 0 | 0 | 0 | 0 | 0 | 0 | 0 | 0 | 0 | 0 | 0 | 0 | 0 | 0 | 0 | 0 | 0 | 0 | 0 | 0 | 0 | 0 | 0 | 0
Cumlative cashflow |  | 0 | 0 | 0 | 0 | 0 | 0 | 0 | 0 | 0 | 0 | 0 | 0 | 0 | 0 | 0 | 0 | 0 | 0 | 0 | 0 | 0 | 0 | 0 | 0 | 0 | 0 | 0 | 0 | 0 | 0 | 0 | 0 | 0 | 0 | 0 | 0 | 0 | 0 | 0 | 0 | 0
Cost of Interest |  |  | 0 | 0 | 0 | 0 | 0 | 0 | 0 | 0 | 0 | 0 | 0 | 0 | 0 | 0 | 0 | 0 | 0 | 0 | 0 | 0 | 0 | 0 | 0 | 0 | 0 | 0 | 0 | 0 | 0 | 0 | 0 | 0 | 0 | 0 | 0 | 0 | 0 | 0 | 0 | 0
Cashflow after interest |  | 0 | 0 | 0 | 0 | 0 | 0 | 0 | 0 | 0 | 0 | 0 | 0 | 0 | 0 | 0 | 0 | 0 | 0 | 0 | 0 | 0 | 0 | 0 | 0 | 0 | 0 | 0 | 0 | 0 | 0 | 0 | 0 | 0 | 0 | 0 | 0 | 0 | 0 | 0 | 0 | 0
Project cost estimate |  | Year 1 Q3 3: 0; Year 2 Q1 5: #DIV/0!; Year 2 Q2 6: $/kWh
If project will save electricity only, insert annual kWh savings here: |  |  |  |  | 0 | kWh |  |  | Yr 1 | Yr 2 | Yr 3 | Yr 4 | Yr 5 | Yr 6 | Yr 7 | Yr 8 | Yr 9 | Yr 10
[8 empty] | $/kWh | 0.2 | 0.21 | 0.2205 | 0.23153 | 0.2431 | 0.25526 | 0.26802 | 0.28142 | 0.29549 | 0.31027
escalation | bar: Yr 2 to Yr 10
Definitions:
Investment amount
Is the amount of CAPEX to be spent. It will all occurr in time 0, but may occurr over a period of time.
It will be a negative number
Improvement in Rental Income
These are cashflows that result from implementing the CAPEX spend and increasing the rent.
They are always a positive number
Reduced costs / OPEX savings
These are the savings generated by the CAPEX investment. For instance energy savings, reduced maintenance costs.
They are always a positive number
Cash outflows / expenses
These are cashflows that are an additional cost which result from implementing the CAPEX spend. For instance scheduled maintenance, metre reading charges, upgrade requirements
They are always a negative number
Terminal value (end of life / after ten years)
At the end of the life of an asset, it maybe sold. Terminal value is these net proceeds
This number maybe 0. It should be entered as 0 or could be a positive number if the capital item can be sold. It should be a net number after all disposal costs.
| Yr 1 | Yr 2 | Yr 3 | Yr 4 | Yr 5 | Yr 6
NSW | Yr 1: 0.125; Yr 2: 0.13875; Yr 3: 0.145 | Yr 7 | Yr 8 | Yr 9 | Yr 10
QLD | Yr 1: 0.125; Yr 2: 0.1375; Yr 3: 0.14875
VIC | Yr 1: 0.125; Yr 2: 0.13375; Yr 3: 0.13875
SA | Yr 1: 0.125; Yr 2: 0.125; Yr 3: 0.13
ACT | Yr 1: 0.125; Yr 2: 0.14; Yr 3: 0.145
Note on A13: Craig Roussac: this is increases over and above current forecast rent from spending CAPEX on this project
Note on A14: Craig Roussac: Each inflow / saving must be positive. Include all cash inflows and savings for duration of asset's life.
Note on A16: Craig Roussac: Each outflow / expense must be negative. Include all expenses for duration of asset's life.
Note on A17: Craig Roussac: Value may be positive or negative (eg if decommissioning and disposal costs are incurred) butbut occurs only once.
Note on A39: Craig Roussac: this is increases over and above current forecast rent from spending CAPEX on this project
Note on A43: Craig Roussac: Each inflow / saving must be positive. Include all cash inflows and savings for duration of asset's life.
Note on A53: Craig Roussac: Value may be positive or negative (eg if decommissioning and disposal costs are incurred) butbut occurs only once.

## 575B-OS (hidden)
Investa Property Group - Property Services
Prepared By: |  |  | Date:
Business Case For Capital Investment
[7 empty] | NLA | 20860.96
Project Title: | Various energy efficiency measures
Property: | 220 London Circuit
Property No:
Capex No:
Description: | INSERT BRIEF DESCRIPTION- Hit [Alt] + [Enter] at same time to drop row
|  | Year 0 | Y1 | Y2 | Y3 | Y4 | Y5 | Y6 | Y7 | Y8 | Y9 | Y10
Investment amount |  | 0 | 0 | 0 | 0 | 0 | 0 | 0 | 0 | 0 | 0 | 0
Improvement in Rental Income |  |  | 0 | 0 | 0 | 0 | 0 | 0 | 0 | 0 | 0 | 0
Reduced costs / OPEX savings |  |  | 0 | 0 | 0 | 0 | 0 | 0 | 0 | 0 | 0 | 0
Cash outflows / expenses |  |  | 0 | 0 | 0 | 0 | 0 | 0 | 0 | 0 | 0 | 0
Terminal value (end of life / after ten years) |  |  | 0 | 0 | 0 | 0 | 0 | 0 | 0 | 0 | 0 | 0
Net cash flow |  | 0 | 0 | 0 | 0 | 0 | 0 | 0 | 0 | 0 | 0 | 0
savings $/m2 |  |  | 0 | 0 | 0 | 0 | 0 | 0 | 0 | 0 | 0 | 0
Information to cut and paste into Strategic Asset Plan
[7 empty] | current | CURRENT | FY25 | FY26 | FY27 | FY28
Is this building a NET or GROSS LEASE building | NET | Y4: NABERS Rating; Y5: #N/A; Y6: 4.7909; Y7: 4.7909; Y8: 4.7909
[6 empty] | Capex proposed: |  | 0
Percentage net leases | 0% | Y4: IRR benefit; Y6: #NUM!
[6 empty] | Valuation impact potential |  | #DIV/0!
Cap rate | 7.5%
Av. annual NOI impact | #DIV/0!
Information to cut and paste into Strategic Asset Plan:
[5 empty] | Current | CURRENT | FY25 | FY26
[5 empty] | #N/A | 4.7909 | 4.7909 | 4.7909
[5 empty] | Current | FY13* | FY14* | FY15*
[6 empty] | 0 | 0 | 0
#NUM!
#DIV/0!
Note on A26: Craig Roussac: this is increases over and above current forecast rent from spending CAPEX on this project
Note on A27: Craig Roussac: Each inflow / saving must be positive. Include all cash inflows and savings for duration of asset's life.
Note on A29: Craig Roussac: Value may be positive or negative (eg if decommissioning and disposal costs are incurred) butbut occurs only once.

## QV1-NR
Energy and Carbon Roadmap
QV1
Asset Qualifier
Energy Consumption
Scope | Emission Source | SOURCE | UNIT COST | Units | BASE | CURRENT | FY25 | FY26 | FY27 | FY28 | FY29 | FY30 | FY31 | FY32 | FY33 | Reduction
WA2 | Electricity Consumption | Black | 0 | MWh | 2379.891 | 2379.891 | 2379.891 | 2379.891 | 2379.891 | 2561.269 | 2561.269 | 2561.269 | 2561.269 | 2561.269 | 2561.269 | 7.621%
WA2 | Annual Electricity Savings |  |  | MWh | 0 | 0 | 0 | 0 | 0 | 181.378 | 181.378 | 181.378 | 181.378 | 181.378 | 181.378 | 1088.268
Scope 1 | Gas Consumption |  | 0 | GJ | 2165.6136 | 2165.6136 | 2165.6136 | 2165.6136 | 2165.6136 | 2165.6136 | 451.6136 | 451.6136 | 451.6136 | 451.6136 | 451.6136 | -79.15%
Scope 1 | Annual Gas Savings |  |  | GJ | 0 | 0 | 0 | 0 | 0 | 0 | -1714 | -1714 | -1714 | -1714 | -1714 | -8570
Emissions profile | [22 empty] | This graph doesn't work as I don't collect utility expenditure
Scope | Emission Source |  |  | Units | BASE | CURRENT | FY25 | FY26 | FY27 | FY28 | FY29 | FY30 | FY31 | FY32 | FY33 | Reduction
WA2 | Electricity - Renewable |  |  | t.CO2-e | 1642.1248 | 0 | 0 | 0 | 0 | 0 | 0 | 0 | 0 | 0 | 0 | 100%
Scope 1 | Gas |  |  | t.CO2-e | 111.5941 | 0 | 0 | 0 | 0 | 0 | 0 | 0 | 0 | 0 | 0 | 100%
Scope 3 | Water, waste and Utility scope 3 |  |  | t.CO2-e | 106.5268 | 0 | 0 | 0 | 0 | 0 | 0 | 0 | 0 | 0 | 0 | 100%
|  |  |  | t.CO2-e | 1860.2457 | 0 | 0 | 0 | 0 | 0 | 0 | 0 | 0 | 0 | 0 | 100%
|  |  |  | Scope 1, 2, 3 | 30.4325 | 0 | 0 | 0 | 0 | 0 | 0 | 0 | 0 | 0 | 0
Net Zero Contribution |  |  |  | Scopes 1 & 2 | 28.6898 | 0 | 0 | 0 | 0 | 0 | 0 | 0 | 0 | 0 | 0
Scope | Emission Source |  |  | Units | BASE | CURRENT | FY25 | FY26 | FY27 | FY28 | FY29 | FY30 | FY31 | FY32 | FY33 | Reduction
Capital | Energy Efficiency |  |  | t.CO2-e | 0 | 0 | 0 | 0 | 0 | -98.8801 | -91.9585 | -87.3606 | -82.9926 | -78.8429 | -74.9008 | -514.9355
WA2 | Renewable Electricity |  |  | t.CO2-e | 0 | 1642.1248 | 1597.3192 | 1517.4532 | 1365.7079 | 1396.3026 | 1298.5615 | 1233.6334 | 1171.9517 | 1113.3541 | 1057.6864 | 13394.0949
Scope 1 | Gas Offsets |  |  | t.CO2-e | 0 | 111.5941 | 111.5941 | 111.5941 | 111.5941 | 111.5941 | 23.2716 | 23.2716 | 23.2716 | 23.2716 | 23.2716 | 674.3286
Scope 1 | Electrification |  |  | t.CO2-e | 0 | 0 | 0 | 0 | 0 | 0 | 88.3224 | 88.3224 | 88.3224 | 88.3224 | 88.3224 | 441.6121
Scope 3 | Scope 3 Offsets |  |  | t.CO2-e | 0 | 100.0082 | 93.4895 | 86.9708 | 80.4521 | 73.9334 | 67.4147 | 60.8961 | 54.3774 | 47.8587 | 47.8587 | 713.2596
Scope 3 | Scope 3 |  |  | t.CO2-e | 106.5268 | 0 | 0 | 0 | 0 | 0 | 0 | 0 | 0 | 0 | 0 | 0 | [6 empty] | Note:
Scope 1 | Gas |  |  | t.CO2-e | 111.5941 | 0 | 0 | 0 | 0 | 0 | 0 | 0 | 0 | 0 | 0 | 0 | [6 empty] | - 'Base' means FY23 NABERS consumption with no renewable component
WA2 | Grid Electricity |  |  | t.CO2-e | 1642.1248 | 0 | 0 | 0 | 0 | 0 | 0 | 0 | 0 | 0 | 0 | 0
|  |  |  | t.CO2-e | 0 | 1753.7189 | 1708.9133 | 1629.0473 | 1477.302 | 1409.0166 | 1318.197 | 1257.8669 | 1200.5532 | 1146.1053 | 1094.3797 | 14708.3597
Energy and Carbon Costs |  | NSW2
Scope | Emission Source |  |  |  | BASE | CURRENT | FY25 | FY26 | FY27 | FY28 | FY29 | FY30 | FY31 | FY32 | FY33 | TOTAL
BASELINE - Do nothing scenario
NSW2 | Electricity Consumption costs - do nothing scenario |  |  |  | 0 | 0 | 0 | 0 | 0 | 0 | 0 | 0 | 0 | 0 | 0 | 0
Scope 1 | Gas Consumption costs- do nothing scenario |  |  |  | 0 | 0 | 0 | 0 | 0 | 0 | 0 | 0 | 0 | 0 | 0 | 0
Scope 1 | Gas Offset Costs - ACCUs (Climate Active) | [5 empty] | 6695.6441 | 6695.6441 | 6695.6441 | 6695.6441 | 6695.6441 | 6695.6441 | 6695.6441 | 6695.6441 | 6695.6441 | 60260.7972
Scope 3 | Scope 3 offsets (from FY24) | [5 empty] | 5609.3689 | 5218.2479 | 4827.1269 | 4436.0059 | 4044.885 | 3653.764 | 3262.643 | 2871.522 | 2871.522 | 36795.0856
TOTAL COSTS |  |  |  | Total Cost | 0 | 0 | 12305.013 | 11913.892 | 11522.7711 | 11131.6501 | 10740.5291 | 10349.4081 | 9958.2871 | 9567.1661 | 9567.1661 | 97055.8828
|  |  |  | Cost/m2 | 0 | 0 | 0.2013 | 0.1949 | 0.18851 | 0.18211 | 0.17571 | 0.16931 | 0.16291 | 0.15651 | 0.15651
ENERGY AND CARBON ROADMAP - Implement NABERS Roadmap projects scenario
WA2 | Electricity Consumption Costs |  |  |  | 0 | 0 | 0 | 0 | 0 | 0 | 0 | 0 | 0 | 0 | 0 | 0
Scope 1 | Gas Consumption costs |  |  |  | 0 | 0 | 0 | 0 | 0 | 0 | 0 | 0 | 0 | 0 | 0 | 0
Scope 1 | Gas Offset Costs - ACCUs (Climate Active) | [5 empty] | 6695.6441 | 6695.6441 | 6695.6441 | 6695.6441 | 1396.2989 | 1396.2989 | 1396.2989 | 1396.2989 | 1396.2989 | 33764.0712
Scope 3 | Scope 3 offsets (from FY24) - ACCUs | [5 empty] | 5609.3689 | 5218.2479 | 4827.1269 | 4436.0059 | 4044.885 | 3653.764 | 3262.643 | 2871.522 | 2871.522 | 36795.0856
TOTAL COSTS |  |  |  | Total Cost | 0 | 0 | 12305.013 | 11913.892 | 11522.7711 | 11131.6501 | 5441.1839 | 5050.0629 | 4658.9419 | 4267.8209 | 4267.8209 | 70559.1568
|  |  |  | Cost/m2 | 0 | 0 | 0.2013 | 0.1949 | 0.18851 | 0.18211 | 0.089014 | 0.082616 | 0.076217 | 0.069819 | 0.069819 | 1.1543
TOTAL SAVINGS |  |  |  | Savings | 0 | 0 | 0 | 0 | 0 | 0 | -5299.3452 | -5299.3452 | -5299.3452 | -5299.3452 | -5299.3452 | -26496.726
|  |  |  | Cost/m2 | 0 | 0 | 0 | 0 | 0 | 0 | -0.086694 | -0.086694 | -0.086694 | -0.086694 | -0.086694 | -0.43347
CAPITAL COSTS - NABERS Roadmap
| All Identified Projects |  |  | TOTAL COSTS ($) |  | 0 | 0 | 0 | 0 | 3000000 | 0 | 0 | 0 | 0 | 0 | 3000000
|  |  |  | TOTAL SAVINGS ($) | 0 | 0 | 0 | 0 | 0 | 0 | -5299.3452 | -5299.3452 | -5299.3452 | -5299.3452 | -5299.3452 | -26496.726
[5 empty] | 0 | 0 | 0 | 0 | 0 | 0 | 0.086694 | 0.086694 | 0.086694 | 0.086694 | 0.086694 | -0.043347
NABERS Roadmap | [16 empty] | Notes and Summary Outcomes |  |  |  | ^ includes projects implemented in FY32
Current rating information |  | p6001 |  | Weighted Average | BASE | CURRENT | FY25 | FY26 | FY27 | FY28 | FY29 | FY30 | FY31 | FY32 | FY33 | TOTAL | ESG ROADMAP |  | ELECTRIFICATION PLAN |  | TENANT METERING
Last rating date |  | 2023-04-30 |  | QV1 | 5.6286 | 5.6286 | 5.6286 | 5.6286 | 5.6286 | 5.6262 | 5.6006 | 5.6006 | 5.6006 | 5.6006 | 5.6006 | -0.028036 | Status | Complete | Status | Complete | Status | Complete
State |  | WA |  | ICPF | 5.294 | 5.2979 | 5.3084 | 5.3897 | 5.3956 | 5.4347 | 5.4495 | 5.4516 | 5.4802 | 5.5092 | 5.5586 | 0.26458 | Total Cost | 900000 | Total Cost | 4050000 | Collection process | Automatic
NABERS Rating Type (Base/Whole) |  | Base | 2023 DATA | [13 empty] | Annual Savings | 0 | Progress by FY32 | 127% | NLA covered | 100%
Postcode |  | 6000 | [14 empty] | Est IRR | 0% | Est. 100% completion | #NAME? | Cost for automation | 0
Rated Area |  | 48033.8 | [14 empty] | NABERS Improvement | #DIV/0! |  |  | ETA 100% coverage | Complete
Rated Hours |  | 51 | [14 empty] | FY32 NABERS | 5.6006 |  |  | Tenant spec. data | 100%
Electricity Consumption (MWh) |  | 2379.891 | [14 empty] | FY33 NABERS^ | 5.6229
Gas Consumption (GJ) |  | 2165.6136 | [14 empty] | Total Electricity Reduction | -9.538%
NABERS Benchmark Factor |  | 37 | 2.044% | [13 empty] | Total Gas Reduction | -127%
| Current NABERS Energy Rating: | 5.6286
Identified Projects | [5 empty] | 2024-06-30 | 2025-06-30 | 2026-06-30 | 2027-06-30 | 2028-06-30 | 2029-06-30 | 2030-06-30 | 2031-06-30 | 2032-06-30 | 2033-06-30 | 2034-06-30 | Project Classifications
Job Number | Job Description | Predicted Reduction (MWh) | Predicted Reduction (MJ) | Estimated completion date | Total Expected Cost ($) | CURRENT | FY25 | FY26 | FY27 | FY28 | FY29 | FY30 | FY31 | FY32 | FY33 | YR 11 | Efficiency | Electrification | Tenant Metering | NABERS | Est IRR | Opex | Life-cycle | Technology
[6 empty] | 0 | 0 | 0 | 0 | 0 | 0 | 0 | 0 | 0 | 0 | 0 |  |  |  | #DIV/0!
| Solar generation | -468.572 | 0 | 2034-03-30 | 900000 | 0 | 0 | 0 | 0 | 0 | 0 | 0 | 0 | 0 | 0 | 900000 | Yes |  |  | #DIV/0! | 0%
| Replace Boiler No. 1 & 2 with 80 degree Electric Heat Pumps. Option negates need to upgrade all AHU coils and new electric trim heaters to VAV boxes on floor modular system allows for transporting wihtin goods lift. By 2029/28 tech would have advanced further suggesting budget may be lower. | 181.378 | -1714 | 2028-03-30 | 3000000 | 0 | 0 | 0 | 0 | 3000000 | 0 | 0 | 0 | 0 | 0 | 0 |  | Yes |  | #DIV/0! | 0%
| Replace Retail Plaza Boiler with 80 degree Electric Heat Pumps Option negates need to upgrade all AHUs and trim heaters to VAV boxes on floor modular system allows for transporting wihtin goods lift. | 60.2 | -758.542 | 2034-03-30 | 700000 | 0 | 0 | 0 | 0 | 0 | 0 | 0 | 0 | 0 | 0 | 700000 |  | Yes |  | #DIV/0! | 0%
| Replace gas fired domestic hot water system for Retail Plaza |  | -277.044 | 2034-03-30 | 350000 | 0 | 0 | 0 | 0 | 0 | 0 | 0 | 0 | 0 | 0 | 350000 |  | Yes |  | #DIV/0! | 0%
| To resove - will other 21 floors of AHU works result in energy savings? |  |  |  |  | 0 | 0 | 0 | 0 | 0 | 0 | 0 | 0 | 0 | 0 | 0 |  |  |  | #DIV/0!
[6 empty] | 0 | 0 | 0 | 0 | 0 | 0 | 0 | 0 | 0 | 0 | 0 |  |  |  | #DIV/0!
[6 empty] | 0 | 0 | 0 | 0 | 0 | 0 | 0 | 0 | 0 | 0 | 0 |  |  |  | #DIV/0!
[6 empty] | 0 | 0 | 0 | 0 | 0 | 0 | 0 | 0 | 0 | 0 | 0 |  |  |  | #DIV/0!
#DIV/0! | bar: 2034-06-30
#DIV/0! | bar: 2034-06-30
#DIV/0! | bar: 2034-06-30
#DIV/0! | bar: 2034-06-30
#DIV/0! | bar: 2034-06-30
#DIV/0! | bar: 2034-06-30
#DIV/0! | bar: 2034-06-30
#DIV/0! | bar: 2034-06-30
#DIV/0! | bar: 2034-06-30
#DIV/0! | bar: 2034-06-30
#DIV/0! | bar: 2034-06-30
#DIV/0!
|  | -226.994 | -2749.586 |  | 4950000 | 0 | 0 | 0 | 0 | 3000000 | 0 | 0 | 0 | 0 | 0 | 1950000 | 900000 | 4050000 | 0 | #DIV/0! | 0% | 0 | 0 | 0
#NAME?
[17 empty] | MWh saved in FY13 | 226.994
[17 empty] | Current Rating: | 6.0059
[17 empty] | Expected Rating at 30/4/2024: | 5.6286
[17 empty] | Expected Rating at 30/4/2025: | 5.6286
[17 empty] | Expected Rating at 30/4/2026: | 5.6286 | [7 empty] | 5.6229 | 0 | 0 | 0 | 0
[17 empty] | Expected Rating at 30/4/2027: | 5.6286
[17 empty] | Expected Rating at 30/4/2028: | 5.6262
[17 empty] | Expected Rating at 30/4/2029: | 5.6006
[17 empty] | Expected Rating at 30/4/2030: | 5.6006
[17 empty] | Expected Rating at 30/4/2031: | 5.6006
[17 empty] | Expected Rating at 30/4/2032: | 5.6006
[17 empty] | Expected Rating at 30/4/2033: | 5.6006
[38 empty] | Stars | NSW (2000) | VIC (3000) | QLD (4000) | SA (5000) | WA (6000) |  | Stars | NSW (2000) | VIC (3000) | QLD (4000) | SA (5000) | WA (6000) | Stars | Intensity | Unit | base + diff |  | Base | Whole Building
[38 empty] | 6 | 34.795 | 42.145 | 35.585 | 20.915 | 26.98 |  | 6 | 64.76 | 69.5 | 59.815 | 33.69 | 44.87 | 6 | 26.98 | kg/m2 |  |  | 26.98 | 44.87
[25 empty] | PLEASE DO NOT CHANGE ANYTHING IN THE CELLS IN THIS SECTION OF THE CALCULATOR | [12 empty] | 5.5 | 52.1925 | 63.2175 | 53.3775 | 31.3725 | 40.47 |  | 5.5 | 97.14 | 104.25 | 89.7225 | 50.535 | 67.305 | 5.5 | 40.47 | kg/m2 |  |  | 40.47 | 67.305 |  |  | Elec (kg/MWh) | Gas (kG/GJ)
[37 empty] | Base Building | 5 | 69.59 | 84.29 | 71.17 | 41.83 | 53.96 | Whole Building | 5 | 129.52 | 139 | 119.63 | 67.38 | 89.74 | 5 | 53.96 | kg/m2 | 53.96 |  | 53.96 | 89.74 |  | ACT | 810 | 51.33 | 2000 |  |  |  | 37 | Economy Cycle | Identified only | All |  | NLA: | 48033.8 | m2 | Emissions/m2 | 36.0056
[19 empty] | 152 | Cost/MWh | [17 empty] | 4.5 | 84.92 | 101.75 | 80.29 | 51.46 | 62.39 |  | 4.5 | 158.69 | 166.57 | 142.47 | 84.06 | 105.77 | 4.5 | 62.39 | kg/m2 | 8.43 |  | 62.39 | 105.77 |  | NSW | 810 | 51.33 | 2000 |  | 68.7395 | El - converter | 34.6219 | BMS | Business case written | Summer |  | Current ABGR rating (w'out GP): |  | stars | t.CO2 | 1729486.8261
[38 empty] | 4 | 100.25 | 120.31 | 89.42 | 61.1 | 70.83 |  | 4 | 187.86 | 194.15 | 165.3 | 100.73 | 121.79 | 4 | 70.83 | kg/m2 | 8.44 |  | 70.83 | 121.79 |  | QLD | 810 | 51.33 | 3000 |  | 910.6349 | Gas - converter | 2.3781 | HVAC | Approved to implement | Winter |  | ABGR Electricity intensity: | 34.6219 | kg/m2 | Electrical emissions | 1618325.88
[38 empty] | 3.5 | 115.57 | 138.88 | 98.54 | 70.74 | 79.26 |  | 3.5 | 217.04 | 221.73 | 188.13 | 117.41 | 137.82 | 3.5 | 79.26 | kg/m2 | 8.43 |  | 79.26 | 137.82 |  | SA | 770 | 51.33 | 4000 |  |  |  |  | Chillers | Rejected, do not persue | Shoulder |  | Current NABERS Water rating: |  | stars | Gas emissions | 111160.9461
[38 empty] | 3 | 130.9 | 157.45 | 107.66 | 80.38 | 87.69 |  | 3 | 246.21 | 249.31 | 210.96 | 134.09 | 153.85 | 3 | 87.69 | kg/m2 | 8.43 |  | 87.69 | 153.85 |  | VIC | 980 | 51.33 | 5000 |  | 0.152 |  |  | VSDs | Rejected but reconsider |  |  | Energy performance tracking | Consumption | Unit |  | 35.2996
[38 empty] | 2.5 | 146.23 | 176.01 | 116.79 | 90.02 | 96.12 |  | 2.5 | 275.38 | 276.89 | 233.79 | 150.77 | 169.87 | 2.5 | 96.12 | kg/m2 | 8.43 |  | 96.12 | 169.87 |  | WA | 680 | 51.33 | 6000 |  |  |  |  | Lighting replacement and controls | Complete |  |  | Current Electricity Consumption: | 2379.891 | MWh |  |  | 6.0059
[21 empty] | Average Electricity Price ($/kWh): | 0.152 | [15 empty] | 2 | 161.56 | 194.58 | 125.91 | 99.65 | 104.55 |  | 2 | 304.55 | 304.47 | 256.62 | 167.44 | 185.9 | 2 | 104.55 | kg/m2 | 8.43 |  | 104.55 | 185.9 | [9 empty] | Condensor water loop |  |  |  | Current Gas Consumption | 2165.6136 | GJ |  | 111160.9461
[38 empty] | 1.5 | 176.89 | 213.15 | 135.04 | 109.29 | 112.98 |  | 1.5 | 333.72 | 332.05 | 279.45 | 184.12 | 201.92 | 1.5 | 112.98 | kg/m2 | 8.43 |  | 112.98 | 201.92 | [9 empty] | CO/CO2 sensors |  |  |  | ABGR Gas Intensity | 2.3781
[21 empty] | Rating benefit calulator | [16 empty] | 1 | 192.21 | 231.71 | 144.16 | 118.93 | 121.42 |  | 1 | 362.89 | 359.62 | 302.28 | 200.8 | 217.95 | 1 | 121.42 | kg/m2 | 8.44 |  | 121.42 | 217.95 | [9 empty] | Submetering |  |  |  |  | 37
[39 empty] | NSW | VIC | QLD | SA | WA |  |  | NSW | VIC | QLD | SA | WA | [16 empty] | Cooling Tower
[6 empty] | 2024-06-30 | 2025-06-30 | 2026-06-30 | 2027-06-30 | 2028-06-30 | 2029-06-30 | 2030-06-30 | 2031-06-30 | 2032-06-30 | 2033-06-30 | 2034-06-30 | [5 empty] | Savings | Payback | + stars | kg/m2 | 2024-04-30 | 2025-04-30 | 2026-04-30 | 2027-04-30 | 2028-04-30 | 2029-04-30 | 2030-04-30 | 2031-04-30 | 2032-04-30 | 2033-04-30 | 2034-04-30 | full year saving for business case |  | capex | opex | [14 empty] | 62.39 | Stars | 53.96 | 8.43 | 8.44 | 8.43 | 8.43 | 8.43 | 8.43 | 8.43 | 8.44 |  |  |  |  | Lift | [7 empty] | Base | Whole Building
[6 empty] | 0 | 0 | 0 | 0 | 0 | 0 | 0 | 0 | 0 | 0 | 0 | [5 empty] | 0 | #DIV/0! | 0 | 0 | 0 | 0 | 0 | 0 | 0 | 0 | 0 | 0 | 0 | 0 | 0 | 0 | 0 | 0 | 0 | [14 empty] | 62.39 | Current | 37 | [12 empty] | Hot Water
[6 empty] | 0 | 0 | 0 | 0 | 0 | 0 | 0 | 0 | 0 | 0 | 0 | [5 empty] | 0 | #DIV/0! | 0 | 0 | 0 | 0 | 0 | 0 | 0 | 0 | 0 | 0 | 0 | 0 | 0 | 0 | 0 | 0 | 0 | [14 empty] | 62.39 | 2025-04-30 | 37 | [12 empty] | Renewables | [6 empty] | Stars | WA | WA | Stars | (to invert)
[6 empty] | 0 | 0 | 0 | 0 | 181.378 | 181.378 | 181.378 | 181.378 | 181.378 | 181.378 | 181.378 | [5 empty] | -71222.944 | 12.6364 | -0.80862 | -6.8166 | 0 | 0 | 0 | 0 | 0 | 0 | 0 | 0 | 0 | 0 | -0.57895 | -468.572 | 0 | 900000 | 0 | [14 empty] | 62.39 | 2026-04-30 | 37 | [12 empty] | Other | [6 empty] | 1 | 121.42 | 217.95 | 5 | 53.96 | 89.74
[6 empty] | 0 | 0 | 0 | 0 | 0 | 0 | 0 | 0 | 0 | 0 | 0 | [5 empty] | 27569.456 | -108.8161 | 0.08973 | 0.75642 | 0 | 0 | 0 | 0 | 0.064244 | 0.75642 | 0.75642 | 0.75642 | 0.75642 | 0.75642 | 0.75642 | 181.378 | -1714 | 3000000 | 0 | [14 empty] | 62.39 | 2027-04-30 | 37 | [19 empty] | 1.5 | 112.98 | 201.92 | 4.5 | 62.39 | 105.77
[6 empty] | 0 | 0 | 0 | 0 | 0 | 0 | 0 | 0 | 0 | 0 | 0 | [5 empty] | 9150.4 | -76.4994 | 0.0050757 | 0.042788 | 0 | 0 | 0 | 0 | 0 | 0 | 0 | 0 | 0 | 0 | 0.0036341 | 60.2 | -758.542 | 700000 | 0 | [14 empty] | 62.39 | 2028-04-29 | 37.0642 | [19 empty] | 2 | 104.55 | 185.9 | 4 | 70.83 | 121.79
[6 empty] | 0 | 0 | 0 | 0 | 0 | 0 | 0 | 0 | 0 | 0 | 0 | [5 empty] | 0 | #DIV/0! | -0.036089 | -0.30423 | 0 | 0 | 0 | 0 | 0 | 0 | 0 | 0 | 0 | 0 | -0.025839 | 0 | -277.044 | 350000 | 0 | [14 empty] | 62.39 | 2029-04-29 | 37.7564 | [19 empty] | 2.5 | 96.12 | 169.87 | 3.5 | 79.26 | 137.82
[6 empty] | 0 | 0 | 0 | 0 | 0 | 0 | 0 | 0 | 0 | 0 | 0 | [5 empty] | 0 | #DIV/0! | 0 | 0 | 0 | 0 | 0 | 0 | 0 | 0 | 0 | 0 | 0 | 0 | 0 | 0 | 0 | 0 | 0 | [14 empty] | 62.39 | 2030-04-29 | 37.7564 | [19 empty] | 3 | 87.69 | 153.85 | 3 | 87.69 | 153.85
[6 empty] | 0 | 0 | 0 | 0 | 0 | 0 | 0 | 0 | 0 | 0 | 0 | [5 empty] | 0 | #DIV/0! | 0 | 0 | 0 | 0 | 0 | 0 | 0 | 0 | 0 | 0 | 0 | 0 | 0 | 0 | 0 | 0 | 0 | [14 empty] | 62.39 | 2031-04-29 | 37.7564 | [19 empty] | 3.5 | 79.26 | 137.82 | 2.5 | 96.12 | 169.87
[6 empty] | 0 | 0 | 0 | 0 | 0 | 0 | 0 | 0 | 0 | 0 | 0 | [5 empty] | 0 | #DIV/0! | 0 | 0 | 0 | 0 | 0 | 0 | 0 | 0 | 0 | 0 | 0 | 0 | 0 | 0 | 0 | 0 | 0 | [14 empty] | 62.39 | 2032-04-28 | 37.7564 | [19 empty] | 4 | 70.83 | 121.79 | 2 | 104.55 | 185.9
[6 empty] | 0 | 0 | 0 | 0 | 0 | 0 | 0 | 0 | 0 | 0 | 0 | [5 empty] | 0 | #DIV/0! | 0 | 0 | 0 | 0 | 0 | 0 | 0 | 0 | 0 | 0 | 0 | 0 | 0 | 0 | 0 | 0 | 0 | [14 empty] | 62.39 | 2033-04-28 | 37.7564 | [19 empty] | 4.5 | 62.39 | 105.77 | 1.5 | 112.98 | 201.92
[6 empty] | 0 | 0 | 0 | 0 | 0 | 0 | 0 | 0 | 0 | 0 | 0 | [5 empty] | 0 | #DIV/0! | 0 | 0 | 0 | 0 | 0 | 0 | 0 | 0 | 0 | 0 | 0 | 0 | 0 | 0 | 0 | 0 | 0 | [36 empty] | 5 | 53.96 | 89.74 | 1 | 121.42 | 217.95
[6 empty] | 0 | 0 | 0 | 0 | 0 | 0 | 0 | 0 | 0 | 0 | 0 | [5 empty] | 0 | #DIV/0! | 0 | 0 | 0 | 0 | 0 | 0 | 0 | 0 | 0 | 0 | 0 | 0 | 0 | 0 | 0 | 0 | 0
[6 empty] | 0 | 0 | 0 | 0 | 0 | 0 | 0 | 0 | 0 | 0 | 0 | [5 empty] | 0 | #DIV/0! | 0 | 0 | 0 | 0 | 0 | 0 | 0 | 0 | 0 | 0 | 0 | 0 | 0 | 0 | 0 | 0 | 0
[6 empty] | 0 | 0 | 0 | 0 | 0 | 0 | 0 | 0 | 0 | 0 | 0 | [5 empty] | 0 | #DIV/0! | 0 | 0 | 0 | 0 | 0 | 0 | 0 | 0 | 0 | 0 | 0 | 0 | 0 | 0 | 0 | 0 | 0
[6 empty] | 0 | 0 | 0 | 0 | 0 | 0 | 0 | 0 | 0 | 0 | 0 | [5 empty] | 0 | #DIV/0! | 0 | 0 | 0 | 0 | 0 | 0 | 0 | 0 | 0 | 0 | 0 | 0 | 0 | 0 | 0 | 0 | 0
[6 empty] | 0 | 0 | 0 | 0 | 0 | 0 | 0 | 0 | 0 | 0 | 0 | [5 empty] | 0 | #DIV/0! | 0 | 0 | 0 | 0 | 0 | 0 | 0 | 0 | 0 | 0 | 0 | 0 | 0 | 0 | 0 | 0 | 0
[6 empty] | 0 | 0 | 0 | 0 | 0 | 0 | 0 | 0 | 0 | 0 | 0 | [5 empty] | 0 | #DIV/0! | 0 | 0 | 0 | 0 | 0 | 0 | 0 | 0 | 0 | 0 | 0 | 0 | 0 | 0 | 0 | 0 | 0
[6 empty] | 0 | 0 | 0 | 0 | 0 | 0 | 0 | 0 | 0 | 0 | 0 | [5 empty] | 0 | #DIV/0! | 0 | 0 | 0 | 0 | 0 | 0 | 0 | 0 | 0 | 0 | 0 | 0 | 0 | 0 | 0 | 0 | 0
[6 empty] | 0 | 0 | 0 | 0 | 0 | 0 | 0 | 0 | 0 | 0 | 0 | [5 empty] | 0 | #DIV/0! | 0 | 0 | 0 | 0 | 0 | 0 | 0 | 0 | 0 | 0 | 0 | 0 | 0 | 0 | 0 | 0 | 0
[6 empty] | 0 | 0 | 0 | 0 | 0 | 0 | 0 | 0 | 0 | 0 | 0 | [5 empty] | 0 | #DIV/0! | 0 | 0 | 0 | 0 | 0 | 0 | 0 | 0 | 0 | 0 | 0 | 0 | 0 | 0 | 0 | 0 | 0
[6 empty] | 0 | 0 | 0 | 0 | 0 | 0 | 0 | 0 | 0 | 0 | 0 | [5 empty] | 0 | #DIV/0! | 0 | 0 | 0 | 0 | 0 | 0 | 0 | 0 | 0 | 0 | 0 | 0 | 0 | 0 | 0 | 0 | 0
[6 empty] | 0 | 0 | 0 | 0 | 0 | 0 | 0 | 0 | 0 | 0 | 0 | [5 empty] | 0 | #DIV/0! | 0 | 0 | 0 | 0 | 0 | 0 | 0 | 0 | 0 | 0 | 0 | 0 | 0 | 0 | 0 | 0 | 0
[6 empty] | 0 | 0 | 0 | 0 | 0 | 0 | 0 | 0 | 0 | 0 | 0 | [5 empty] | 0 | #DIV/0! | 0 | 0 | 0 | 0 | 0 | 0 | 0 | 0 | 0 | 0 | 0 | 0 | 0 | 0 | 0 | 0 | 0
[6 empty] | 0 | 0 | 0 | 0 | 0 | 0 | 0 | 0 | 0 | 0 | 0 | [5 empty] | 0 | #DIV/0! | 0 | 0 | 0 | 0 | 0 | 0 | 0 | 0 | 0 | 0 | 0 | 0 | 0 | 0 | 0 | 0 | 0
[6 empty] | 0 | 0 | 0 | 0 | 0 | 0 | 0 | 0 | 0 | 0 | 0 | [5 empty] | 0 | #DIV/0! | 0 | 0 | 0 | 0 | 0 | 0 | 0 | 0 | 0 | 0 | 0 | 0 | 0 | 0 | 0 | 0 | 0
[6 empty] | 0 | 0 | 0 | 0 | 0 | 0 | 0 | 0 | 0 | 0 | 0 | [5 empty] | 0 | #DIV/0! | 0 | 0 | 0 | 0 | 0 | 0 | 0 | 0 | 0 | 0 | 0 | 0 | 0 | 0 | 0 | 0 | 0
[6 empty] | 0 | 0 | 0 | 0 | 0 | 0 | 0 | 0 | 0 | 0 | 0 | [5 empty] | 0 | #DIV/0! | 0 | 0 | 0 | 0 | 0 | 0 | 0 | 0 | 0 | 0 | 0 | 0 | 0 | 0 | 0 | 0 | 0
[6 empty] | 0 | 0 | 0 | 0 | 0 | 0 | 0 | 0 | 0 | 0 | 0 | [5 empty] | 0 | #DIV/0! | 0 | 0 | 0 | 0 | 0 | 0 | 0 | 0 | 0 | 0 | 0 | 0 | 0 | 0 | 0 | 0 | 0
[6 empty] | 0 | 0 | 0 | 0 | 0 | 0 | 0 | 0 | 0 | 0 | 0 | [5 empty] | 0 | #DIV/0! | 0 | 0 | 0 | 0 | 0 | 0 | 0 | 0 | 0 | 0 | 0 | 0 | 0 | 0 | 0 | 0 | 0
[6 empty] | 0 | 0 | 0 | 0 | 0 | 0 | 0 | 0 | 0 | 0 | 0 | [5 empty] | 0 | #DIV/0! | 0 | 0 | 0 | 0 | 0 | 0 | 0 | 0 | 0 | 0 | 0 | 0 | 0 | 0 | 0 | 0 | 0
[6 empty] | 0 | 0 | 0 | 0 | 0 | 0 | 0 | 0 | 0 | 0 | 0 | [5 empty] | 0 | #DIV/0! | 0 | 0 | 0 | 0 | 0 | 0 | 0 | 0 | 0 | 0 | 0 | 0 | 0 | 0 | 0 | 0 | 0
[6 empty] | 0 | 0 | 0 | 0 | 0 | 0 | 0 | 0 | 0 | 0 | 0 | [5 empty] | 0 | #DIV/0! | 0 | 0 | 0 | 0 | 0 | 0 | 0 | 0 | 0 | 0 | 0 | 0 | 0 | 0 | 0 | 0 | 0
[6 empty] | 0 | 0 | 0 | 0 | 0 | 0 | 0 | 0 | 0 | 0 | 0 | [5 empty] | 0 | #DIV/0! | 0 | 0 | 0 | 0 | 0 | 0 | 0 | 0 | 0 | 0 | 0 | 0 | 0 | 0 | 0 | 0 | 0
[6 empty] | 0 | 0 | 0 | 0 | 0 | 0 | 0 | 0 | 0 | 0 | 0 | [5 empty] | 0 | #DIV/0! | 0 | 0 | 0 | 0 | 0 | 0 | 0 | 0 | 0 | 0 | 0 | 0 | 0 | 0 | 0 | 0 | 0
[6 empty] | 0 | 0 | 0 | 0 | 0 | 0 | 0 | 0 | 0 | 0 | 0 | [5 empty] | 0 | #DIV/0! | 0 | 0 | 0 | 0 | 0 | 0 | 0 | 0 | 0 | 0 | 0 | 0 | 0 | 0 | 0 | 0 | 0
[6 empty] | 0 | 0 | 0 | 0 | 0 | 0 | 0 | 0 | 0 | 0 | 0 | [5 empty] | 0 | #DIV/0! | 0 | 0 | 0 | 0 | 0 | 0 | 0 | 0 | 0 | 0 | 0 | 0 | 0 | 0 | 0 | 0 | 0
[6 empty] | 0 | 0 | 0 | 0 | 0 | 0 | 0 | 0 | 0 | 0 | 0 | [5 empty] | 0 | #DIV/0! | 0 | 0 | 0 | 0 | 0 | 0 | 0 | 0 | 0 | 0 | 0 | 0 | 0 | 0 | 0 | 0 | 0
[6 empty] | 0 | 0 | 0 | 0 | 0 | 0 | 0 | 0 | 0 | 0 | 0 | [5 empty] | 0 | #DIV/0! | 0 | 0 | 0 | 0 | 0 | 0 | 0 | 0 | 0 | 0 | 0 | 0 | 0 | 0 | 0 | 0 | 0
[6 empty] | 0 | 0 | 0 | 0 | 0 | 0 | 0 | 0 | 0 | 0 | 0 | [5 empty] | 0 | #DIV/0! | 0 | 0 | 0 | 0 | 0 | 0 | 0 | 0 | 0 | 0 | 0 | 0 | 0 | 0 | 0 | 0 | 0
[6 empty] | 0 | 0 | 0 | 0 | 0 | 0 | 0 | 0 | 0 | 0 | 0 | [5 empty] | 0 | #DIV/0! | 0 | 0 | 0 | 0 | 0 | 0 | 0 | 0 | 0 | 0 | 0 | 0 | 0 | 0 | 0 | 0 | 0
[6 empty] | 0 | 0 | 0 | 0 | 0 | 0 | 0 | 0 | 0 | 0 | 0 | [5 empty] | 0 | #DIV/0! | 0 | 0 | 0 | 0 | 0 | 0 | 0 | 0 | 0 | 0 | 0 | 0 | 0 | 0 | 0 | 0 | 0
[6 empty] | 0 | 0 | 0 | 0 | 0 | 0 | 0 | 0 | 0 | 0 | 0 | [5 empty] | 0 | #DIV/0! | 0 | 0 | 0 | 0 | 0 | 0 | 0 | 0 | 0 | 0 | 0 | 0 | 0 | 0 | 0 | 0 | 0
[6 empty] | 0 | 0 | 0 | 0 | 0 | 0 | 0 | 0 | 0 | 0 | 0 | [5 empty] | 0 | #DIV/0! | 0 | 0 | 0 | 0 | 0 | 0 | 0 | 0 | 0 | 0 | 0 | 0 | 0 | 0 | 0 | 0 | 0
[22 empty] | 0 | #DIV/0! | 0 | 0 | 0 | 0 | 0 | 0 | 0 | 0 | 0 | 0 | 0 | 0 | 0 | 0 | 0 | 0 | 0
[22 empty] | 0 | #DIV/0! | 0 | 0 | 0 | 0 | 0 | 0 | 0 | 0 | 0 | 0 | 0 | 0 | 0 | 0 | 0 | 0 | 0
[24 empty] | 0 | 0 | 0 | 0 | 0 | 0 | 0 | 0 | 0 | 0 | 0 | 0 | 0 | 0 | 0 | 0 | 0
[24 empty] | 0 | 0 | 0 | 0 | 0 | 0 | 0 | 0 | 0 | 0 | 0 | 0 | 0 | 0 | 0 | 0 | 0
[5 empty] | Electricity savings | 0 | 0 | 0 | 0 | 181.378 | 181.378 | 181.378 | 181.378 | 181.378 | 181.378 | 181.378 | [6 empty] | #DIV/0! | TOTAL |  | 0 | 0 | 0 | 0 | 0.064244 | 0.75642 | 0.75642 | 0.75642 | 0.75642 | 0.75642 | 0.15527 | -226.994 | -2749.586 | 4950000 | 0
[24 empty] | FY Performance | 37 | 37 | 37 | 37 | 37 | 37.0642 | 37.7564 | 37.7564 | 37.7564 | 37.7564 | 37.7564 | 37.1553
[24 empty] | Star Rating | 5.6286 | 5.6286 | 5.6286 | 5.6286 | 5.6286 | 5.6262 | 5.6006 | 5.6006 | 5.6006 | 5.6006 | 5.6006 | 5.6229
[6 empty] | 0 | 0 | 0 | 0 | 0 | 0 | 0 | 0 | 0 | 0 | 0
[6 empty] | 0 | 0 | 0 | 0 | 0 | 0 | 0 | 0 | 0 | 0 | 0
[6 empty] | 0 | 0 | 0 | 0 | 0 | -1714 | -1714 | -1714 | -1714 | -1714 | -1714
[6 empty] | 0 | 0 | 0 | 0 | 0 | 0 | 0 | 0 | 0 | 0 | 0
[6 empty] | 0 | 0 | 0 | 0 | 0 | 0 | 0 | 0 | 0 | 0 | 0
[6 empty] | 0 | 0 | 0 | 0 | 0 | 0 | 0 | 0 | 0 | 0 | 0 | [9 empty] | 4950000 | 0
[6 empty] | 0 | 0 | 0 | 0 | 0 | 0 | 0 | 0 | 0 | 0 | 0 | [9 empty] | 6682500 | 0
[6 empty] | 0 | 0 | 0 | 0 | 0 | 0 | 0 | 0 | 0 | 0 | 0
[6 empty] | 0 | 0 | 0 | 0 | 0 | 0 | 0 | 0 | 0 | 0 | 0
[6 empty] | 0 | 0 | 0 | 0 | 0 | 0 | 0 | 0 | 0 | 0 | 0
[6 empty] | 0 | 0 | 0 | 0 | 0 | 0 | 0 | 0 | 0 | 0 | 0
[6 empty] | 0 | 0 | 0 | 0 | 0 | 0 | 0 | 0 | 0 | 0 | 0
[6 empty] | 0 | 0 | 0 | 0 | 0 | 0 | 0 | 0 | 0 | 0 | 0
[6 empty] | 0 | 0 | 0 | 0 | 0 | 0 | 0 | 0 | 0 | 0 | 0
[6 empty] | 0 | 0 | 0 | 0 | 0 | 0 | 0 | 0 | 0 | 0 | 0
[6 empty] | 0 | 0 | 0 | 0 | 0 | 0 | 0 | 0 | 0 | 0 | 0
[6 empty] | 0 | 0 | 0 | 0 | 0 | 0 | 0 | 0 | 0 | 0 | 0
[6 empty] | 0 | 0 | 0 | 0 | 0 | 0 | 0 | 0 | 0 | 0 | 0
[6 empty] | 0 | 0 | 0 | 0 | 0 | 0 | 0 | 0 | 0 | 0 | 0
[6 empty] | 0 | 0 | 0 | 0 | 0 | 0 | 0 | 0 | 0 | 0 | 0
[6 empty] | 0 | 0 | 0 | 0 | 0 | 0 | 0 | 0 | 0 | 0 | 0
[6 empty] | 0 | 0 | 0 | 0 | 0 | 0 | 0 | 0 | 0 | 0 | 0
[6 empty] | 0 | 0 | 0 | 0 | 0 | 0 | 0 | 0 | 0 | 0 | 0
[6 empty] | 0 | 0 | 0 | 0 | 0 | 0 | 0 | 0 | 0 | 0 | 0
[6 empty] | 0 | 0 | 0 | 0 | 0 | 0 | 0 | 0 | 0 | 0 | 0
[6 empty] | 0 | 0 | 0 | 0 | 0 | 0 | 0 | 0 | 0 | 0 | 0
[6 empty] | 0 | 0 | 0 | 0 | 0 | 0 | 0 | 0 | 0 | 0 | 0
[6 empty] | 0 | 0 | 0 | 0 | 0 | 0 | 0 | 0 | 0 | 0 | 0
[6 empty] | 0 | 0 | 0 | 0 | 0 | 0 | 0 | 0 | 0 | 0 | 0
[6 empty] | 0 | 0 | 0 | 0 | 0 | 0 | 0 | 0 | 0 | 0 | 0
[6 empty] | 0 | 0 | 0 | 0 | 0 | 0 | 0 | 0 | 0 | 0 | 0
[6 empty] | 0 | 0 | 0 | 0 | 0 | 0 | 0 | 0 | 0 | 0 | 0
[6 empty] | 0 | 0 | 0 | 0 | 0 | 0 | 0 | 0 | 0 | 0 | 0
[6 empty] | 0 | 0 | 0 | 0 | 0 | 0 | 0 | 0 | 0 | 0 | 0
[6 empty] | 0 | 0 | 0 | 0 | 0 | 0 | 0 | 0 | 0 | 0 | 0
[6 empty] | 0 | 0 | 0 | 0 | 0 | 0 | 0 | 0 | 0 | 0 | 0
[6 empty] | 0 | 0 | 0 | 0 | 0 | 0 | 0 | 0 | 0 | 0 | 0
[6 empty] | 0 | 0 | 0 | 0 | 0 | 0 | 0 | 0 | 0 | 0 | 0
[6 empty] | 0 | 0 | 0 | 0 | 0 | 0 | 0 | 0 | 0 | 0 | 0
[6 empty] | 0 | 0 | 0 | 0 | 0 | 0 | 0 | 0 | 0 | 0 | 0
[6 empty] | 0 | 0 | 0 | 0 | 0 | 0 | 0 | 0 | 0 | 0 | 0
[6 empty] | 0 | 0 | 0 | 0 | 0 | 0 | 0 | 0 | 0 | 0 | 0
[6 empty] | 0 | 0 | 0 | 0 | 0 | 0 | 0 | 0 | 0 | 0 | 0
[6 empty] | 0 | 0 | 0 | 0 | 0 | 0 | 0 | 0 | 0 | 0 | 0
[6 empty] | 0 | 0 | 0 | 0 | 0 | 0 | 0 | 0 | 0 | 0 | 0
[6 empty] | 0 | 0 | 0 | 0 | 0 | 0 | 0 | 0 | 0 | 0 | 0
[5 empty] | Gas Savings | 0 | 0 | 0 | 0 | 0 | -1714 | -1714 | -1714 | -1714 | -1714 | -1714
[5 empty] | Current | 2024-06-30 | 2025-06-30 | 2026-06-30 | 2027-06-30 | 2028-06-30 | 2029-06-30 | 2030-06-30 | 2031-06-30 | 2032-06-30 | 2033-06-30 | 2034-06-30 | 2035-06-30
|  |  |  | NABERS | 5.6286 | 5.6286 | 5.6286 | 5.6286 | 5.6286 | 5.6262 | 5.6006 | 5.6006 | 5.6006 | 5.6006 | 5.6006 | 5.6229
Formulas:
Base = [Base, row above]+365

## 850C-NR
Energy and Carbon Roadmap
850 Collins Street
Asset Qualifier
Energy Consumption
Scope | Emission Source | SOURCE | UNIT COST | Units | BASE | CURRENT | FY25 | FY26 | FY27 | FY28 | FY29 | FY30 | FY31 | FY32 | FY33 | Reduction
VIC2 | Electricity Consumption | Black | 0.2898 | MWh | 775.3658 | 533.1658 | 533.1658 | 432.9658 | 386.7658 | 354.9658 | 354.9658 | 354.9658 | 346.7658 | 346.7658 | 346.7658 | -55.28%
VIC2 | Annual Electricity Savings |  |  | MWh | 0 | -242.2 | -242.2 | -342.4 | -388.6 | -420.4 | -420.4 | -420.4 | -428.6 | -428.6 | -428.6 | -3762.4
Scope 1 | Gas Consumption |  | 18.3415 | GJ | 1726.591 | 1577.691 | 1577.691 | 1309.491 | 974.291 | 974.291 | 974.291 | 974.291 | 940.791 | 940.791 | 940.791 | -45.51%
Scope 1 | Annual Gas Savings |  |  | GJ | 0 | -148.9 | -148.9 | -417.1 | -752.3 | -752.3 | -752.3 | -752.3 | -785.8 | -785.8 | -785.8 | -6081.5
Emissions profile
Scope | Emission Source |  |  | Units | BASE | CURRENT | FY25 | FY26 | FY27 | FY28 | FY29 | FY30 | FY31 | FY32 | FY33 | Reduction
VIC2 | Electricity - Renewable |  |  | t.CO2-e | 713.3365 | 235.3927 | 0 | 0 | 0 | 0 | 0 | 0 | 0 | 0 | 0 | 100%
Scope 1 | Gas |  |  | t.CO2-e | 88.9712 | 0 | 0 | 0 | 0 | 0 | 0 | 0 | 0 | 0 | 0 | 100%
Scope 3 | Water, waste and Utility scope 3 |  |  | t.CO2-e | 104.9243 | 0 | 0 | 0 | 0 | 0 | 0 | 0 | 0 | 0 | 0 | 100%
|  |  |  | t.CO2-e | 907.2321 | 235.3927 | 0 | 0 | 0 | 0 | 0 | 0 | 0 | 0 | 0 | 100%
|  |  |  | kg.CO2-e/m2 | #DIV/0! | #DIV/0! | #DIV/0! | #DIV/0! | #DIV/0! | #DIV/0! | #DIV/0! | #DIV/0! | #DIV/0! | #DIV/0! | #DIV/0!
Net Zero Contribution
Scope | Emission Source |  |  | Units | BASE | CURRENT | FY25 | FY26 | FY27 | FY28 | FY29 | FY30 | FY31 | FY32 | FY33 | Reduction
Capital | Energy Efficiency |  |  | t.CO2-e | 0 | 213.8626 | 186.9784 | 250.9792 | 277.0718 | 293.8596 | 276.6232 | 246.7748 | 221.1576 | 197.5846 | 187.7268 | 2352.6186
VIC2 | Renewable Electricity |  |  | t.CO2-e | 0 | 235.3927 | 411.604 | 317.3639 | 275.764 | 248.1211 | 233.5675 | 208.3649 | 178.9312 | 159.859 | 151.8834 | 2420.8518
Scope 1 | Gas Offsets |  |  | t.CO2-e | 0 | 81.2984 | 81.2984 | 67.4781 | 50.2052 | 50.2052 | 50.2052 | 50.2052 | 48.479 | 48.479 | 48.479 | 576.3326
Scope 1 | Electrification |  |  | t.CO2-e | 0 | 7.6728 | 7.6728 | 21.4932 | 38.766 | 38.766 | 38.766 | 38.766 | 40.4923 | 40.4923 | 40.4923 | 313.3797
Scope 3 | Scope 3 Offsets |  |  | t.CO2-e | 0 | 93.8963 | 82.8682 | 71.8401 | 60.812 | 49.7839 | 38.7558 | 27.7278 | 16.6997 | 5.6716 | 5.6716 | 453.7269
Scope 3 | Scope 3 |  |  | t.CO2-e | 104.9243 | 0 | 0 | 0 | 0 | 0 | 0 | 0 | 0 | 0 | 0 | 0
Scope 1 | Gas |  |  | t.CO2-e | 88.9712 | 0 | 0 | 0 | 0 | 0 | 0 | 0 | 0 | 0 | 0 | 0
VIC2 | Grid Electricity |  |  | t.CO2-e | 713.3365 | 235.3927 | 0 | 0 | 0 | 0 | 0 | 0 | 0 | 0 | 0 | 235.3927
|  |  |  | t.CO2-e | 0 | 538.2265 | 687.5536 | 657.3144 | 641.807 | 630.9519 | 599.1619 | 544.111 | 489.06 | 446.4149 | 428.5815 | 6116.9096
Energy and Carbon Costs |  | NSW2
Scope | Emission Source |  |  |  | BASE | CURRENT | FY25 | FY26 | FY27 | FY28 | FY29 | FY30 | FY31 | FY32 | FY33 | TOTAL
BASELINE - Do nothing scenario
NSW2 | Electricity Consumption costs - do nothing scenario |  |  |  | 201250.68 | 292116.0259 | 302340.0868 | 312921.9899 | 323874.2595 | 335209.8586 | 346942.2037 | 359085.1808 | 430902.2169 | 445983.7945 | 461593.2273 | 3610968.844
Scope 1 | Gas Consumption costs- do nothing scenario |  |  |  | 30753.6032 | 32618.238 | 33596.7852 | 34604.6887 | 35642.8294 | 36712.1143 | 37813.4777 | 38947.882 | 40116.3185 | 41319.808 | 42559.4023 | 373931.544
Scope 1 | Gas Offset Costs - ACCUs (Climate Active) | [5 empty] | 4877.905 | 4877.905 | 4877.905 | 4877.905 | 4877.905 | 4877.905 | 4877.905 | 4877.905 | 4877.905 | 43901.1453
Scope 3 | Scope 3 offsets (from FY24) | [5 empty] | 4972.0901 | 4310.4052 | 3648.7202 | 2987.0353 | 2325.3504 | 1663.6655 | 1001.9805 | 340.2956 | 340.2956 | 21589.8384
TOTAL COSTS |  |  |  | Total Cost | 232004.2832 | 324734.2639 | 345786.8671 | 356714.9888 | 368043.7142 | 379786.9132 | 391958.9368 | 404574.6333 | 476898.421 | 492521.8032 | 509370.8302 | 4050391.3717
|  |  |  | Cost/m2 | #DIV/0! | #DIV/0! | #DIV/0! | #DIV/0! | #DIV/0! | #DIV/0! | #DIV/0! | #DIV/0! | #DIV/0! | #DIV/0! | #DIV/0!
ENERGY AND CARBON ROADMAP - Implement NABERS Roadmap projects scenario
VIC2 | Electricity Consumption Costs |  |  |  | 201250.68 | 200868.1253 | 207898.5097 | 174736.2596 | 161554.0524 | 153460.5158 | 158831.6339 | 164390.7411 | 192711.8168 | 199456.7304 | 206437.7159 | 1820346.1008
Scope 1 | Gas Consumption costs |  |  |  | 30753.6032 | 29805.264 | 30699.4219 | 26245.0855 | 20112.747 | 20716.1294 | 21337.6132 | 21977.7416 | 21858.7212 | 22514.4829 | 23189.9174 | 238457.1241
Scope 1 | Gas Offset Costs - ACCUs (Climate Active) | [5 empty] | 4877.905 | 4048.6843 | 3012.3129 | 3012.3129 | 3012.3129 | 3012.3129 | 2908.7376 | 2908.7376 | 2908.7376 | 29702.0538
Scope 3 | Scope 3 offsets (from FY24) - ACCUs | [5 empty] | 4972.0901 | 4310.4052 | 3648.7202 | 2987.0353 | 2325.3504 | 1663.6655 | 1001.9805 | 340.2956 | 340.2956 | 21589.8384
TOTAL COSTS |  |  |  | Total Cost | 232004.2832 | 230673.3893 | 248447.9267 | 209340.4345 | 188327.8325 | 180175.9934 | 185506.9104 | 191044.4611 | 218481.2562 | 225220.2464 | 232876.6665 | 2110095.1171
|  |  |  | Cost/m2 | #DIV/0! | #DIV/0! | #DIV/0! | #DIV/0! | #DIV/0! | #DIV/0! | #DIV/0! | #DIV/0! | #DIV/0! | #DIV/0! | #DIV/0! | #DIV/0!
TOTAL SAVINGS |  |  |  | Savings | 0 | -94060.8747 | -97338.9404 | -147374.5543 | -179715.8817 | -199610.9198 | -206452.0263 | -213530.1722 | -258417.1648 | -267301.5567 | -276494.1637 | -1940296.2547
|  |  |  | Cost/m2 | #DIV/0! | #DIV/0! | #DIV/0! | #DIV/0! | #DIV/0! | #DIV/0! | #DIV/0! | #DIV/0! | #DIV/0! | #DIV/0! | #DIV/0! | #DIV/0!
CAPITAL COSTS - NABERS Roadmap
| All Identified Projects |  |  | TOTAL COSTS ($) |  | 1365500 | 260000 | 70000 | 80000 | 1400 | 0 | 7500 | 0 | 0 | 0 | 1784400
|  |  |  | TOTAL SAVINGS ($) | 0 | -94060.8747 | -97338.9404 | -147374.5543 | -179715.8817 | -199610.9198 | -206452.0263 | -213530.1722 | -258417.1648 | -267301.5567 | -276494.1637 | -1940296.2547
NABERS Roadmap | [16 empty] | Notes and Summary Outcomes |  |  |  | ^ includes projects implemented in FY32
Current rating information |  | p3014 |  | Weighted Average | BASE | CURRENT | FY25 | FY26 | FY27 | FY28 | FY29 | FY30 | FY31 | FY32 | FY33 | TOTAL | ESG ROADMAP |  | ELECTRIFICATION PLAN |  | TENANT METERING
Last rating date |  | 2023-03-31 |  | 850 Collins Street | 4.8365 | 4.8365 | 5.5063 | 5.6731 | 5.8146 | 5.8639 | 5.8852 | 5.8852 | 5.9073 | 5.9073 | 5.9073 | 1.0708 | Status | Underway | Status | Underway | Status | Complete
State |  | VIC | [14 empty] | Total Cost |  | Total Cost |  | Collection process
NABERS Rating Type (Base/Whole) |  | Base | [14 empty] | Annual Savings |  | Progress by FY32 |  | NLA covered | 100%
Postcode |  | 3000 | [14 empty] | Est IRR | 6.992% | Est. 100% completion |  | Cost for automation | 0
Rated Area |  | 15399.7 | [14 empty] | NABERS Improvement |  |  |  | ETA 100% coverage | Complete
Rated Hours |  | 50 | [14 empty] | FY32 NABERS | 5.9073 |  |  | Tenant spec. data | 100%
Electricity Consumption (MWh) |  | 775.3658 | [14 empty] | FY33 NABERS^ | 5.9073
Gas Consumption (GJ) |  | 1726.591 | [14 empty] | Total Electricity Reduction | -49.75%
NABERS Benchmark Factor |  | 90 | -48.83% | [13 empty] | Total Gas Reduction | -40.96%
| Current NABERS Energy Rating: | 4.8365
Identified Projects | [5 empty] | 2024-06-30 | 2025-06-30 | 2026-06-30 | 2027-06-30 | 2028-06-30 | 2029-06-30 | 2030-06-30 | 2031-06-30 | 2032-06-30 | 2033-06-30 | 2034-06-30 | Project Classifications
Job Number | Job Description | Predicted Reduction (MWh) | Predicted Reduction (GJ) | Estimated completion date | Total Expected Cost ($) | CURRENT | FY25 | FY26 | FY27 | FY28 | FY29 | FY30 | FY31 | FY32 | FY33 | FY34 | Efficiency | Electrification | GRESB | NABERS | Est IRR | Opex | Life-cycle
| Solar Photovoltaics | -110 | 0 | 2024-03-31 | 140500 | 140500 | 0 | 0 | 0 | 0 | 0 | 0 | 0 | 0 | 0 | 0 |  |  |  | 0.23844 | 22.69%
| Chiller Upgrade | -63.5 | 0 | 2024-03-31 | 1200000 | 1200000 | 0 | 0 | 0 | 0 | 0 | 0 | 0 | 0 | 0 | 0 |  |  |  | 0.13764 | 1.534%
| VAV/MD System Optimisation | -60.1 | -134.1 | 2025-03-31 | 80000 | 0 | 80000 | 0 | 0 | 0 | 0 | 0 | 0 | 0 | 0 | 0 |  |  |  | 0.14269 | 24.85%
| Energy Valves | -40.1 | -134.1 | 2025-03-31 | 180000 | 0 | 180000 | 0 | 0 | 0 | 0 | 0 | 0 | 0 | 0 | 0 |  |  |  | 0.099339 | 7.823%
| AHU Optimisation Phase 2 | -14.8 | -67 | 2026-03-31 | 25000 | 0 | 0 | 25000 | 0 | 0 | 0 | 0 | 0 | 0 | 0 | 0 |  |  |  | 0.038285 | 22.07%
| HHW Plant Optimisation | -3.9 | -268.2 | 2026-03-31 | 15000 | 0 | 0 | 15000 | 0 | 0 | 0 | 0 | 0 | 0 | 0 | 0 |  |  |  | 0.033287 | 40.33%
| CHW Plant Optimisation | -27.5 | 0 | 2026-03-31 | 30000 | 0 | 0 | 30000 | 0 | 0 | 0 | 0 | 0 | 0 | 0 | 0 |  |  |  | 0.05961 | 26.57%
| TCW System Upgrade | -11.3 | 0 | 2027-03-31 | 50000 | 0 | 0 | 0 | 50000 | 0 | 0 | 0 | 0 | 0 | 0 | 0 |  |  |  | 0.024494 | 6.55%
| Lighting Optimisation | -10.9 | 0 | 2027-03-31 | 30000 | 0 | 0 | 0 | 30000 | 0 | 0 | 0 | 0 | 0 | 0 | 0 |  |  |  | 0.023627 | 10.53%
| LED Lighting Upgrade - Carpark | -9.6 | 0 | 2028-03-31 | 1400 | 0 | 0 | 0 | 0 | 1400 | 0 | 0 | 0 | 0 | 0 | 0 |  |  |  | 0.020809 | 198.7%
| TCW System Optimisation Phase 2 | -8.2 | -33.5 | 2030-03-31 | 7500 | 0 | 0 | 0 | 0 | 0 | 0 | 7500 | 0 | 0 | 0 | 0 |  |  |  | 0.020876 | 39.88%
| BEOP engagement (12 mos) | -68.7 | -148.9 | 2024-03-31 | 25000 | 25000 | 0 | 0 | 0 | 0 | 0 | 0 | 0 | 0 | 0 | 0 |  |  |  | 0.1627 | 90.56%
[6 empty] | 0 | 0 | 0 | 0 | 0 | 0 | 0 | 0 | 0 | 0 | 0
| Chiller Evaporative Spray System** |  |  | 2024-03-31 |  | 0 | 0 | 0 | 0 | 0 | 0 | 0 | 0 | 0 | 0 | 0
[6 empty] | 0 | 0 | 0 | 0 | 0 | 0 | 0 | 0 | 0 | 0 | 0
[6 empty] | 0 | 0 | 0 | 0 | 0 | 0 | 0 | 0 | 0 | 0 | 0
[6 empty] | 0 | 0 | 0 | 0 | 0 | 0 | 0 | 0 | 0 | 0 | 0
[6 empty] | 0 | 0 | 0 | 0 | 0 | 0 | 0 | 0 | 0 | 0 | 0
[6 empty] | 0 | 0 | 0 | 0 | 0 | 0 | 0 | 0 | 0 | 0 | 0
[6 empty] | 0 | 0 | 0 | 0 | 0 | 0 | 0 | 0 | 0 | 0 | 0
|  | -385.74 | -707.22 |  | 1784400 | 1365500 | 260000 | 70000 | 80000 | 1400 | 0 | 7500 | 0 | 0 | 0 | 0 | 0 | 0 | 0 | 1.0018 | 6.992% | 0 | 0
| discount factor (10%) | [16 empty] | #NAME?
[17 empty] | MWh saved in FY13 | 385.74
[17 empty] | Current Rating: | 4.8365
[17 empty] | Expected Rating at 31/3/2024: | 4.8365
[17 empty] | Expected Rating at 31/3/2025: | 5.5063
[17 empty] | Expected Rating at 31/3/2026: | 5.6731 | [7 empty] | 5.9073 | 0 | 0 | 0 | 0
[17 empty] | Expected Rating at 31/3/2027: | 5.8146
[17 empty] | Expected Rating at 31/3/2028: | 5.8639
[17 empty] | Expected Rating at 31/3/2029: | 5.8852
[17 empty] | Expected Rating at 31/3/2030: | 5.8852
[17 empty] | Expected Rating at 31/3/2031: | 5.9073
[17 empty] | Expected Rating at 31/3/2032: | 5.9073
[17 empty] | Expected Rating at 31/3/2033: | 5.9073
[38 empty] | Stars | NSW (2000) | VIC (3000) | QLD (4000) | SA (5000) | WA (6000)
[38 empty] | 6 | 34.795 | 42.145 | 35.585 | 20.915 | 26.98 |  | 6 | 64.76 | 69.5 | 59.815 | 33.69 | 44.87 | 6 | 42.145 | kg/m2 |  |  | 42.145 | 69.5
[25 empty] | PLEASE DO NOT CHANGE ANYTHING IN THE CELLS IN THIS SECTION OF THE CALCULATOR | [12 empty] | 5.5 | 52.1925 | 63.2175 | 53.3775 | 31.3725 | 40.47 |  | 5.5 | 97.14 | 104.25 | 89.7225 | 50.535 | 67.305 | 5.5 | 63.2175 | kg/m2 |  |  | 63.2175 | 104.25 |  |  | Elec (kg/MWh) | Gas (kG/GJ)
[37 empty] | Base Building | 5 | 69.59 | 84.29 | 71.17 | 41.83 | 53.96 | Whole Building | 5 | 129.52 | 139 | 119.63 | 67.38 | 89.74 | 5 | 84.29 | kg/m2 | 84.29 |  | 84.29 | 139 |  | ACT | 810 | 51.33 | 2000 |  |  |  |  | Economy Cycle | Identified only | All |  | NLA: | 15399.7 | m2 | Emissions/m2 | 55.0975
[19 empty] | 152 | Cost/MWh | [17 empty] | 4.5 | 84.92 | 101.75 | 80.29 | 51.46 | 62.39 |  | 4.5 | 158.69 | 166.57 | 142.47 | 84.06 | 105.77 | 4.5 | 101.75 | kg/m2 | 17.46 |  | 101.75 | 166.57 |  | NSW | 810 | 51.33 | 2000 |  | 9.62 | El - converter | 80.5993 | BMS | Business case written | Summer |  | Current ABGR rating (w'out GP): | 5.1057 | stars | t.CO2 | 848484.4
[38 empty] | 4 | 100.25 | 120.31 | 89.42 | 61.1 | 70.83 |  | 4 | 187.86 | 194.15 | 165.3 | 100.73 | 121.79 | 4 | 120.31 | kg/m2 | 18.56 |  | 120.31 | 194.15 |  | QLD | 810 | 51.33 | 3000 |  | 183.6666 | Gas - converter | 9.4007 | HVAC | Approved to implement | Winter |  | ABGR Electricity intensity: | 80.5993 | kg/m2 | Electrical emissions | 759858.484
[38 empty] | 3.5 | 115.57 | 138.88 | 98.54 | 70.74 | 79.26 |  | 3.5 | 217.04 | 221.73 | 188.13 | 117.41 | 137.82 | 3.5 | 138.88 | kg/m2 | 18.57 |  | 138.88 | 221.73 |  | SA | 770 | 51.33 | 4000 |  |  |  |  | Chillers | Rejected, do not persue | Shoulder |  | Current NABERS Water rating: |  | stars | Gas emissions | 88625.916
[38 empty] | 3 | 130.9 | 157.45 | 107.66 | 80.38 | 87.69 |  | 3 | 246.21 | 249.31 | 210.96 | 134.09 | 153.85 | 3 | 157.45 | kg/m2 | 18.57 |  | 157.45 | 249.31 |  | VIC | 980 | 51.33 | 5000 |  | 0.152 |  |  | VSDs | Rejected but reconsider |  |  | Energy performance tracking | Consumption | Unit |  | 55.0975
[38 empty] | 2.5 | 146.23 | 176.01 | 116.79 | 90.02 | 96.12 |  | 2.5 | 275.38 | 276.89 | 233.79 | 150.77 | 169.87 | 2.5 | 176.01 | kg/m2 | 18.56 |  | 176.01 | 276.89 |  | WA | 680 | 51.33 | 6000 |  |  |  |  | Lighting replacement and controls | Complete |  |  | Current Electricity Consumption: | 775.3658 | MWh |  |  | 4.8365
[21 empty] | Average Electricity Price ($/kWh): | 0.152 | [15 empty] | 2 | 161.56 | 194.58 | 125.91 | 99.65 | 104.55 |  | 2 | 304.55 | 304.47 | 256.62 | 167.44 | 185.9 | 2 | 194.58 | kg/m2 | 18.57 |  | 194.58 | 304.47 | [9 empty] | Condensor water loop |  |  |  | Current Gas Consumption | 1726.591 | GJ |  | 88625.916
[38 empty] | 1.5 | 176.89 | 213.15 | 135.04 | 109.29 | 112.98 |  | 1.5 | 333.72 | 332.05 | 279.45 | 184.12 | 201.92 | 1.5 | 213.15 | kg/m2 | 18.57 |  | 213.15 | 332.05 | [9 empty] | CO/CO2 sensors |  |  |  | ABGR Gas Intensity | 9.4007
[21 empty] | Rating benefit calulator | [16 empty] | 1 | 192.21 | 231.71 | 144.16 | 118.93 | 121.42 |  | 1 | 362.89 | 359.62 | 302.28 | 200.8 | 217.95 | 1 | 231.71 | kg/m2 | 18.56 |  | 231.71 | 359.62 | [9 empty] | Submetering |  |  |  |  | 90
[39 empty] | NSW | VIC | QLD | SA | WA |  |  | NSW | VIC | QLD | SA | WA | [16 empty] | Cooling Tower
[6 empty] | 2024-06-30 | 2025-06-30 | 2026-06-30 | 2027-06-30 | 2028-06-30 | 2029-06-30 | 2030-06-30 | 2031-06-30 | 2032-06-30 | 2033-06-30 | 2034-06-30 | [5 empty] | Savings | Payback | + stars | kg/m2 | 2024-03-31 | 2025-03-31 | 2026-03-31 | 2027-03-31 | 2028-03-31 | 2029-03-31 | 2030-03-31 | 2031-03-31 | 2032-03-31 | 2033-03-31 | 2034-03-31 | full year saving for business case |  | capex | opex | [14 empty] | 101.75 | Stars | 84.29 | 17.46 | 18.56 | 18.57 | 18.57 | 18.56 | 18.57 | 18.57 | 18.56 |  |  |  |  | Lift | [7 empty] | Base | Whole Building
[6 empty] | -110 | -110 | -110 | -110 | -110 | -110 | -110 | -110 | -110 | -110 | -110 | [5 empty] | 0 | #DIV/0! | 0 | 0 | 0 | 0 | 0 | 0 | 0 | 0 | 0 | 0 | 0 | 0 | 0 | 0 | 0 | 0 | 0 | [14 empty] | 101.75 | Current | 90 | [12 empty] | Hot Water
[6 empty] | -63.5 | -63.5 | -63.5 | -63.5 | -63.5 | -63.5 | -63.5 | -63.5 | -63.5 | -63.5 | -63.5 | [5 empty] | -16720 | 8.4031 | -0.6549 | -11.4345 | 0 | -11.4345 | -11.4345 | -11.4345 | -11.4345 | -11.4345 | -11.4345 | -11.4345 | -11.4345 | -11.4345 | -11.4345 | -110 | 0 | 140500 | 0 | [14 empty] | 101.75 | 2025-03-31 | 66.6113 | [12 empty] | Renewables | [6 empty] | Stars | VIC | VIC | Stars | (to invert)
[6 empty] | 0 | 0 | -60.1 | -60.1 | -60.1 | -60.1 | -60.1 | -60.1 | -60.1 | -60.1 | -60.1 | [5 empty] | -9652 | 124.3266 | -0.37805 | -6.6008 | 0 | -6.6008 | -6.6008 | -6.6008 | -6.6008 | -6.6008 | -6.6008 | -6.6008 | -6.6008 | -6.6008 | -6.6008 | -63.5 | 0 | 1200000 | 0 | [14 empty] | 101.75 | 2026-03-31 | 55.9229 | [12 empty] | Other | [6 empty] | 1 | 231.71 | 359.62 | 5 | 84.29 | 139
[6 empty] | 0 | 0 | -40.1 | -40.1 | -40.1 | -40.1 | -40.1 | -40.1 | -40.1 | -40.1 | -40.1 | [5 empty] | -9135.2 | 8.7573 | -0.39963 | -6.9775 | 0 | 0 | -6.9775 | -6.9775 | -6.9775 | -6.9775 | -6.9775 | -6.9775 | -6.9775 | -6.9775 | -6.9775 | -60.1 | -134.1 | 80000 | 0 | [14 empty] | 101.75 | 2027-03-31 | 49.9581 | [19 empty] | 1.5 | 213.15 | 332.05 | 4.5 | 101.75 | 166.57
[6 empty] | 0 | 0 | 0 | -14.8 | -14.8 | -14.8 | -14.8 | -14.8 | -14.8 | -14.8 | -14.8 | [5 empty] | -6095.2 | 29.5314 | -0.28056 | -4.8985 | 0 | 0 | -4.8985 | -4.8985 | -4.8985 | -4.8985 | -4.8985 | -4.8985 | -4.8985 | -4.8985 | -4.8985 | -40.1 | -134.1 | 180000 | 0 | [14 empty] | 101.75 | 2028-03-30 | 47.8812 | [19 empty] | 2 | 194.58 | 304.47 | 4 | 120.31 | 194.15
[6 empty] | 0 | 0 | 0 | -3.9 | -3.9 | -3.9 | -3.9 | -3.9 | -3.9 | -3.9 | -3.9 | [5 empty] | -2249.6 | 11.1131 | -0.10901 | -1.9033 | 0 | 0 | 0 | -1.9033 | -1.9033 | -1.9033 | -1.9033 | -1.9033 | -1.9033 | -1.9033 | -1.9033 | -14.8 | -67 | 25000 | 0 | [14 empty] | 101.75 | 2029-03-30 | 46.983 | [19 empty] | 2.5 | 176.01 | 276.89 | 3.5 | 138.88 | 221.73
[6 empty] | 0 | 0 | 0 | -27.5 | -27.5 | -27.5 | -27.5 | -27.5 | -27.5 | -27.5 | -27.5 | [5 empty] | -592.8 | 25.3036 | -0.10685 | -1.8657 | 0 | 0 | 0 | -1.8657 | -1.8657 | -1.8657 | -1.8657 | -1.8657 | -1.8657 | -1.8657 | -1.8657 | -3.9 | -268.2 | 15000 | 0 | [14 empty] | 101.75 | 2030-03-30 | 46.983 | [19 empty] | 3 | 157.45 | 249.31 | 3 | 157.45 | 249.31
[6 empty] | 0 | 0 | 0 | 0 | -11.3 | -11.3 | -11.3 | -11.3 | -11.3 | -11.3 | -11.3 | [5 empty] | -4180 | 7.177 | -0.16372 | -2.8586 | 0 | 0 | 0 | -2.8586 | -2.8586 | -2.8586 | -2.8586 | -2.8586 | -2.8586 | -2.8586 | -2.8586 | -27.5 | 0 | 30000 | 0 | [14 empty] | 101.75 | 2031-03-30 | 46.0517 | [19 empty] | 3.5 | 138.88 | 221.73 | 2.5 | 176.01 | 276.89
[6 empty] | 0 | 0 | 0 | 0 | -10.9 | -10.9 | -10.9 | -10.9 | -10.9 | -10.9 | -10.9 | [5 empty] | -1717.6 | 29.1104 | -0.067276 | -1.1746 | 0 | 0 | 0 | 0 | -1.1746 | -1.1746 | -1.1746 | -1.1746 | -1.1746 | -1.1746 | -1.1746 | -11.3 | 0 | 50000 | 0 | [14 empty] | 101.75 | 2032-03-29 | 46.0517 | [19 empty] | 4 | 120.31 | 194.15 | 2 | 194.58 | 304.47
[6 empty] | 0 | 0 | 0 | 0 | -9.6 | -9.6 | -9.6 | -9.6 | -9.6 | -9.6 | -9.6 | [5 empty] | -1656.8 | 18.1072 | -0.064894 | -1.1331 | 0 | 0 | 0 | 0 | -1.1331 | -1.1331 | -1.1331 | -1.1331 | -1.1331 | -1.1331 | -1.1331 | -10.9 | 0 | 30000 | 0 | [14 empty] | 101.75 | 2033-03-29 | 46.0517 | [19 empty] | 4.5 | 101.75 | 166.57 | 1.5 | 213.15 | 332.05
[6 empty] | 0 | 0 | 0 | 0 | 0 | 0 | 0 | -8.2 | -8.2 | -8.2 | -8.2 | [5 empty] | -1459.2 | 0.95943 | -0.057155 | -0.99792 | 0 | 0 | 0 | 0 | 0 | -0.99792 | -0.99792 | -0.99792 | -0.99792 | -0.99792 | -0.99792 | -9.6 | 0 | 1400 | 0 | [36 empty] | 5 | 84.29 | 139 | 1 | 231.71 | 359.62
[6 empty] | -68.7 | -68.7 | -68.7 | -68.7 | -68.7 | -68.7 | -68.7 | -68.7 | -68.7 | -68.7 | -68.7 | [5 empty] | -1246.4 | 6.0173 | -0.059266 | -1.0348 | 0 | 0 | 0 | 0 | 0 | 0 | 0 | -1.0348 | -1.0348 | -1.0348 | -1.0348 | -8.2 | -33.5 | 7500 | 0
[6 empty] | 0 | 0 | 0 | 0 | 0 | 0 | 0 | 0 | 0 | 0 | 0 | [5 empty] | -10442.4 | 2.3941 | -0.45545 | -7.9521 | 0 | -7.9521 | -7.9521 | -7.9521 | -7.9521 | -7.9521 | -7.9521 | -7.9521 | -7.9521 | -7.9521 | -7.9521 | -68.7 | -148.9 | 25000 | 0
[6 empty] | 0 | 0 | 0 | 0 | 0 | 0 | 0 | 0 | 0 | 0 | 0 | [5 empty] | 0 | #DIV/0! | 0 | 0 | 0 | 0 | 0 | 0 | 0 | 0 | 0 | 0 | 0 | 0 | 0 | 0 | 0 | 0 | 0
[6 empty] | 0 | 0 | 0 | 0 | 0 | 0 | 0 | 0 | 0 | 0 | 0 | [5 empty] | 0 | #DIV/0! | 0 | 0 | 0 | 0 | 0 | 0 | 0 | 0 | 0 | 0 | 0 | 0 | 0 | 0 | 0 | 0 | 0
[6 empty] | 0 | 0 | 0 | 0 | 0 | 0 | 0 | 0 | 0 | 0 | 0 | [5 empty] | 0 | #DIV/0! | 0 | 0 | 0 | 0 | 0 | 0 | 0 | 0 | 0 | 0 | 0 | 0 | 0 | 0 | 0 | 0 | 0
[6 empty] | 0 | 0 | 0 | 0 | 0 | 0 | 0 | 0 | 0 | 0 | 0 | [5 empty] | 0 | #DIV/0! | 0 | 0 | 0 | 0 | 0 | 0 | 0 | 0 | 0 | 0 | 0 | 0 | 0 | 0 | 0 | 0 | 0
[6 empty] | 0 | 0 | 0 | 0 | 0 | 0 | 0 | 0 | 0 | 0 | 0 | [5 empty] | 0 | #DIV/0! | 0 | 0 | 0 | 0 | 0 | 0 | 0 | 0 | 0 | 0 | 0 | 0 | 0 | 0 | 0 | 0 | 0
[6 empty] | 0 | 0 | 0 | 0 | 0 | 0 | 0 | 0 | 0 | 0 | 0 | [5 empty] | 0 | #DIV/0! | 0 | 0 | 0 | 0 | 0 | 0 | 0 | 0 | 0 | 0 | 0 | 0 | 0 | 0 | 0 | 0 | 0
[6 empty] | 0 | 0 | 0 | 0 | 0 | 0 | 0 | 0 | 0 | 0 | 0 | [5 empty] | 0 | #DIV/0! | 0 | 0 | 0 | 0 | 0 | 0 | 0 | 0 | 0 | 0 | 0 | 0 | 0 | 0 | 0 | 0 | 0
[6 empty] | 0 | 0 | 0 | 0 | 0 | 0 | 0 | 0 | 0 | 0 | 0 | [5 empty] | 0 | #DIV/0! | 0 | 0 | 0 | 0 | 0 | 0 | 0 | 0 | 0 | 0 | 0 | 0 | 0 | 0 | 0 | 0 | 0
[6 empty] | 0 | 0 | 0 | 0 | 0 | 0 | 0 | 0 | 0 | 0 | 0 | [5 empty] | 0 | #DIV/0! | 0 | 0 | 0 | 0 | 0 | 0 | 0 | 0 | 0 | 0 | 0 | 0 | 0 | 0 | 0 | 0 | 0
[6 empty] | 0 | 0 | 0 | 0 | 0 | 0 | 0 | 0 | 0 | 0 | 0 | [5 empty] | 0 | #DIV/0! | 0 | 0 | 0 | 0 | 0 | 0 | 0 | 0 | 0 | 0 | 0 | 0 | 0 | 0 | 0 | 0 | 0
[6 empty] | 0 | 0 | 0 | 0 | 0 | 0 | 0 | 0 | 0 | 0 | 0 | [5 empty] | 0 | #DIV/0! | 0 | 0 | 0 | 0 | 0 | 0 | 0 | 0 | 0 | 0 | 0 | 0 | 0 | 0 | 0 | 0 | 0
[6 empty] | 0 | 0 | 0 | 0 | 0 | 0 | 0 | 0 | 0 | 0 | 0 | [5 empty] | 0 | #DIV/0! | 0 | 0 | 0 | 0 | 0 | 0 | 0 | 0 | 0 | 0 | 0 | 0 | 0 | 0 | 0 | 0 | 0
[6 empty] | 0 | 0 | 0 | 0 | 0 | 0 | 0 | 0 | 0 | 0 | 0 | [5 empty] | 0 | #DIV/0! | 0 | 0 | 0 | 0 | 0 | 0 | 0 | 0 | 0 | 0 | 0 | 0 | 0 | 0 | 0 | 0 | 0
[6 empty] | 0 | 0 | 0 | 0 | 0 | 0 | 0 | 0 | 0 | 0 | 0 | [5 empty] | 0 | #DIV/0! | 0 | 0 | 0 | 0 | 0 | 0 | 0 | 0 | 0 | 0 | 0 | 0 | 0 | 0 | 0 | 0 | 0
[6 empty] | 0 | 0 | 0 | 0 | 0 | 0 | 0 | 0 | 0 | 0 | 0 | [5 empty] | 0 | #DIV/0! | 0 | 0 | 0 | 0 | 0 | 0 | 0 | 0 | 0 | 0 | 0 | 0 | 0 | 0 | 0 | 0 | 0
[6 empty] | 0 | 0 | 0 | 0 | 0 | 0 | 0 | 0 | 0 | 0 | 0 | [5 empty] | 0 | #DIV/0! | 0 | 0 | 0 | 0 | 0 | 0 | 0 | 0 | 0 | 0 | 0 | 0 | 0 | 0 | 0 | 0 | 0
[6 empty] | 0 | 0 | 0 | 0 | 0 | 0 | 0 | 0 | 0 | 0 | 0 | [5 empty] | 0 | #DIV/0! | 0 | 0 | 0 | 0 | 0 | 0 | 0 | 0 | 0 | 0 | 0 | 0 | 0 | 0 | 0 | 0 | 0
[6 empty] | 0 | 0 | 0 | 0 | 0 | 0 | 0 | 0 | 0 | 0 | 0 | [5 empty] | 0 | #DIV/0! | 0 | 0 | 0 | 0 | 0 | 0 | 0 | 0 | 0 | 0 | 0 | 0 | 0 | 0 | 0 | 0 | 0
[6 empty] | 0 | 0 | 0 | 0 | 0 | 0 | 0 | 0 | 0 | 0 | 0 | [5 empty] | 0 | #DIV/0! | 0 | 0 | 0 | 0 | 0 | 0 | 0 | 0 | 0 | 0 | 0 | 0 | 0 | 0 | 0 | 0 | 0
[6 empty] | 0 | 0 | 0 | 0 | 0 | 0 | 0 | 0 | 0 | 0 | 0 | [5 empty] | 0 | #DIV/0! | 0 | 0 | 0 | 0 | 0 | 0 | 0 | 0 | 0 | 0 | 0 | 0 | 0 | 0 | 0 | 0 | 0
[6 empty] | 0 | 0 | 0 | 0 | 0 | 0 | 0 | 0 | 0 | 0 | 0 | [5 empty] | 0 | #DIV/0! | 0 | 0 | 0 | 0 | 0 | 0 | 0 | 0 | 0 | 0 | 0 | 0 | 0 | 0 | 0 | 0 | 0
[6 empty] | 0 | 0 | 0 | 0 | 0 | 0 | 0 | 0 | 0 | 0 | 0 | [5 empty] | 0 | #DIV/0! | 0 | 0 | 0 | 0 | 0 | 0 | 0 | 0 | 0 | 0 | 0 | 0 | 0 | 0 | 0 | 0 | 0
[6 empty] | 0 | 0 | 0 | 0 | 0 | 0 | 0 | 0 | 0 | 0 | 0 | [5 empty] | 0 | #DIV/0! | 0 | 0 | 0 | 0 | 0 | 0 | 0 | 0 | 0 | 0 | 0 | 0 | 0 | 0 | 0 | 0 | 0
[6 empty] | 0 | 0 | 0 | 0 | 0 | 0 | 0 | 0 | 0 | 0 | 0 | [5 empty] | 0 | #DIV/0! | 0 | 0 | 0 | 0 | 0 | 0 | 0 | 0 | 0 | 0 | 0 | 0 | 0 | 0 | 0 | 0 | 0
[6 empty] | 0 | 0 | 0 | 0 | 0 | 0 | 0 | 0 | 0 | 0 | 0 | [5 empty] | 0 | #DIV/0! | 0 | 0 | 0 | 0 | 0 | 0 | 0 | 0 | 0 | 0 | 0 | 0 | 0 | 0 | 0 | 0 | 0
[6 empty] | 0 | 0 | 0 | 0 | 0 | 0 | 0 | 0 | 0 | 0 | 0 | [5 empty] | 0 | #DIV/0! | 0 | 0 | 0 | 0 | 0 | 0 | 0 | 0 | 0 | 0 | 0 | 0 | 0 | 0 | 0 | 0 | 0
[6 empty] | 0 | 0 | 0 | 0 | 0 | 0 | 0 | 0 | 0 | 0 | 0 | [5 empty] | 0 | #DIV/0! | 0 | 0 | 0 | 0 | 0 | 0 | 0 | 0 | 0 | 0 | 0 | 0 | 0 | 0 | 0 | 0 | 0
[6 empty] | 0 | 0 | 0 | 0 | 0 | 0 | 0 | 0 | 0 | 0 | 0 | [5 empty] | 0 | #DIV/0! | 0 | 0 | 0 | 0 | 0 | 0 | 0 | 0 | 0 | 0 | 0 | 0 | 0 | 0 | 0 | 0 | 0
[6 empty] | 0 | 0 | 0 | 0 | 0 | 0 | 0 | 0 | 0 | 0 | 0 | [5 empty] | 0 | #DIV/0! | 0 | 0 | 0 | 0 | 0 | 0 | 0 | 0 | 0 | 0 | 0 | 0 | 0 | 0 | 0 | 0 | 0
[6 empty] | 0 | 0 | 0 | 0 | 0 | 0 | 0 | 0 | 0 | 0 | 0 | [5 empty] | 0 | #DIV/0! | 0 | 0 | 0 | 0 | 0 | 0 | 0 | 0 | 0 | 0 | 0 | 0 | 0 | 0 | 0 | 0 | 0
[22 empty] | 0 | #DIV/0! | 0 | 0 | 0 | 0 | 0 | 0 | 0 | 0 | 0 | 0 | 0 | 0 | 0 | 0 | 0 | 0 | 0
[22 empty] | 0 | #DIV/0! | 0 | 0 | 0 | 0 | 0 | 0 | 0 | 0 | 0 | 0 | 0 | 0 | 0 | 0 | 0 | 0 | 0
[24 empty] | 0 | 0 | 0 | 0 | 0 | 0 | 0 | 0 | 0 | 0 | 0 | 0 | 0 | 0 | 0 | 0 | 0
[24 empty] | 0 | 0 | 0 | 0 | 0 | 0 | 0 | 0 | 0 | 0 | 0 | 0 | 0 | 0 | 0 | 0 | 0
[5 empty] | Electricity savings | -242.2 | -242.2 | -342.4 | -388.6 | -420.4 | -420.4 | -420.4 | -428.6 | -428.6 | -428.6 | -428.6 | [6 empty] | #DIV/0! | TOTAL |  | 0 | -23.3887 | -34.0771 | -40.0419 | -42.1188 | -43.017 | -43.017 | -43.9483 | -43.9483 | -43.9483 | -43.9483 | -385.74 | -707.22 | 1784400 | 0
[24 empty] | FY Performance | 90 | 90 | 66.6113 | 55.9229 | 49.9581 | 47.8812 | 46.983 | 46.983 | 46.0517 | 46.0517 | 46.0517 | 46.0517
[24 empty] | Star Rating | 4.8365 | 4.8365 | 5.5063 | 5.6731 | 5.8146 | 5.8639 | 5.8852 | 5.8852 | 5.9073 | 5.9073 | 5.9073 | 5.9073
[6 empty] | 0 | 0 | 0 | 0 | 0 | 0 | 0 | 0 | 0 | 0 | 0
[6 empty] | 0 | 0 | 0 | 0 | 0 | 0 | 0 | 0 | 0 | 0 | 0
[6 empty] | 0 | 0 | -134.1 | -134.1 | -134.1 | -134.1 | -134.1 | -134.1 | -134.1 | -134.1 | -134.1
[6 empty] | 0 | 0 | -134.1 | -134.1 | -134.1 | -134.1 | -134.1 | -134.1 | -134.1 | -134.1 | -134.1
[6 empty] | 0 | 0 | 0 | -67 | -67 | -67 | -67 | -67 | -67 | -67 | -67
[6 empty] | 0 | 0 | 0 | -268.2 | -268.2 | -268.2 | -268.2 | -268.2 | -268.2 | -268.2 | -268.2 | [9 empty] | 1784400 | 0
[6 empty] | 0 | 0 | 0 | 0 | 0 | 0 | 0 | 0 | 0 | 0 | 0 | [9 empty] | 2408940 | 0
[6 empty] | 0 | 0 | 0 | 0 | 0 | 0 | 0 | 0 | 0 | 0 | 0
[6 empty] | 0 | 0 | 0 | 0 | 0 | 0 | 0 | 0 | 0 | 0 | 0
[6 empty] | 0 | 0 | 0 | 0 | 0 | 0 | 0 | 0 | 0 | 0 | 0
[6 empty] | 0 | 0 | 0 | 0 | 0 | 0 | 0 | -33.5 | -33.5 | -33.5 | -33.5
[6 empty] | -148.9 | -148.9 | -148.9 | -148.9 | -148.9 | -148.9 | -148.9 | -148.9 | -148.9 | -148.9 | -148.9
[6 empty] | 0 | 0 | 0 | 0 | 0 | 0 | 0 | 0 | 0 | 0 | 0
[6 empty] | 0 | 0 | 0 | 0 | 0 | 0 | 0 | 0 | 0 | 0 | 0
[6 empty] | 0 | 0 | 0 | 0 | 0 | 0 | 0 | 0 | 0 | 0 | 0
[6 empty] | 0 | 0 | 0 | 0 | 0 | 0 | 0 | 0 | 0 | 0 | 0
[6 empty] | 0 | 0 | 0 | 0 | 0 | 0 | 0 | 0 | 0 | 0 | 0
[6 empty] | 0 | 0 | 0 | 0 | 0 | 0 | 0 | 0 | 0 | 0 | 0
[6 empty] | 0 | 0 | 0 | 0 | 0 | 0 | 0 | 0 | 0 | 0 | 0
[6 empty] | 0 | 0 | 0 | 0 | 0 | 0 | 0 | 0 | 0 | 0 | 0
[6 empty] | 0 | 0 | 0 | 0 | 0 | 0 | 0 | 0 | 0 | 0 | 0
[6 empty] | 0 | 0 | 0 | 0 | 0 | 0 | 0 | 0 | 0 | 0 | 0
[6 empty] | 0 | 0 | 0 | 0 | 0 | 0 | 0 | 0 | 0 | 0 | 0
[6 empty] | 0 | 0 | 0 | 0 | 0 | 0 | 0 | 0 | 0 | 0 | 0
[6 empty] | 0 | 0 | 0 | 0 | 0 | 0 | 0 | 0 | 0 | 0 | 0
[6 empty] | 0 | 0 | 0 | 0 | 0 | 0 | 0 | 0 | 0 | 0 | 0
[6 empty] | 0 | 0 | 0 | 0 | 0 | 0 | 0 | 0 | 0 | 0 | 0
[6 empty] | 0 | 0 | 0 | 0 | 0 | 0 | 0 | 0 | 0 | 0 | 0
[6 empty] | 0 | 0 | 0 | 0 | 0 | 0 | 0 | 0 | 0 | 0 | 0
[6 empty] | 0 | 0 | 0 | 0 | 0 | 0 | 0 | 0 | 0 | 0 | 0
[6 empty] | 0 | 0 | 0 | 0 | 0 | 0 | 0 | 0 | 0 | 0 | 0
[6 empty] | 0 | 0 | 0 | 0 | 0 | 0 | 0 | 0 | 0 | 0 | 0
[6 empty] | 0 | 0 | 0 | 0 | 0 | 0 | 0 | 0 | 0 | 0 | 0
[6 empty] | 0 | 0 | 0 | 0 | 0 | 0 | 0 | 0 | 0 | 0 | 0
[6 empty] | 0 | 0 | 0 | 0 | 0 | 0 | 0 | 0 | 0 | 0 | 0
[6 empty] | 0 | 0 | 0 | 0 | 0 | 0 | 0 | 0 | 0 | 0 | 0
[6 empty] | 0 | 0 | 0 | 0 | 0 | 0 | 0 | 0 | 0 | 0 | 0
[6 empty] | 0 | 0 | 0 | 0 | 0 | 0 | 0 | 0 | 0 | 0 | 0
[6 empty] | 0 | 0 | 0 | 0 | 0 | 0 | 0 | 0 | 0 | 0 | 0
[6 empty] | 0 | 0 | 0 | 0 | 0 | 0 | 0 | 0 | 0 | 0 | 0
[6 empty] | 0 | 0 | 0 | 0 | 0 | 0 | 0 | 0 | 0 | 0 | 0
[6 empty] | 0 | 0 | 0 | 0 | 0 | 0 | 0 | 0 | 0 | 0 | 0
[6 empty] | 0 | 0 | 0 | 0 | 0 | 0 | 0 | 0 | 0 | 0 | 0
[6 empty] | 0 | 0 | 0 | 0 | 0 | 0 | 0 | 0 | 0 | 0 | 0
[6 empty] | 0 | 0 | 0 | 0 | 0 | 0 | 0 | 0 | 0 | 0 | 0
[6 empty] | 0 | 0 | 0 | 0 | 0 | 0 | 0 | 0 | 0 | 0 | 0
[5 empty] | Gas Savings | -148.9 | -148.9 | -417.1 | -752.3 | -752.3 | -752.3 | -752.3 | -785.8 | -785.8 | -785.8 | -785.8
[5 empty] | Current | 2024-06-30 | 2025-06-30 | 2026-06-30 | 2027-06-30 | 2028-06-30 | 2029-06-30 | 2030-06-30 | 2031-06-30 | 2032-06-30 | 2033-06-30 | 2034-06-30 | 2035-06-30
|  |  |  | NABERS | 4.8365 | 4.8365 | 5.5063 | 5.6731 | 5.8146 | 5.8639 | 5.8852 | 5.8852 | 5.9073 | 5.9073 | 5.9073 | 5.9073
Note on B82: [Threaded comment] Your version of Excel allows you to read this threaded comment; however, any edits to it will get removed if the file is opened in a newer version of Excel. Learn more: https://go.microsoft.com/fwlink/?linkid=870924 Comment: If we did this we should just move to cooling towers.

## 850C-IS (hidden)
Business Case Cashflow Template
Is this spend within Budget? Y or N | N
Interest Rate: | 0%
Percentage NET | 0%
|  | Year | Year 1 |  |  |  | Year 2 |  |  |  | Year 3 |  |  |  | Year 4 |  |  |  | Year 5 |  |  |  | Year 6 |  |  |  | Year 7 |  |  |  | Year 8 |  |  |  | Year 9 |  |  |  | Year 10
|  | Quarter | Q1 | Q2 | Q3 | Q4 | Q1 | Q2 | Q3 | Q4 | Q1 | Q2 | Q3 | Q4 | Q1 | Q2 | Q3 | Q4 | Q1 | Q2 | Q3 | Q4 | Q1 | Q2 | Q3 | Q4 | Q1 | Q2 | Q3 | Q4 | Q1 | Q2 | Q3 | Q4 | Q1 | Q2 | Q3 | Q4 | Q1 | Q2 | Q3 | Q4
Period (Quarter) |  | 0 | 1 | 2 | 3 | 4 | 5 | 6 | 7 | 8 | 9 | 10 | 11 | 12 | 13 | 14 | 15 | 16 | 17 | 18 | 19 | 20 | 21 | 22 | 23 | 24 | 25 | 26 | 27 | 28 | 29 | 30 | 31 | 32 | 33 | 34 | 35 | 36 | 37 | 38 | 39 | 40
Investment amount |  | -1365500 | 0 | 0 | 0 | 0 | 0 | 0 | 0 | 0 | 0 | 0 | 0 | 0 | 0 | 0 | 0 | 0 | 0 | 0 | 0 | 0 | 0 | 0 | 0 | 0 | 0 | 0 | 0 | 0 | 0 | 0 | 0 | 0 | 0 | 0 | 0 | 0 | 0 | 0 | 0 | 0
Improvement in Rental Income |  |  | 0 | 0 | 0 | 0 | 0 | 0 | 0 | 0 | 0 | 0 | 0 | 0 | 0 | 0 | 0 | 0 | 0 | 0 | 0 | 0 | 0 | 0 | 0 | 0 | 0 | 0 | 0 | 0 | 0 | 0 | 0 | 0 | 0 | 0 | 0 | 0 | 0 | 0 | 0 | 0
Reduced costs / OPEX savings |  |  | 0 | 0 | 0 | 0 | 0 | 0 | 0 | 0 | 0 | 0 | 0 | 0 | 0 | 0 | 0 | 0 | 0 | 0 | 0 | 0 | 0 | 0 | 0 | 0 | 0 | 0 | 0 | 0 | 0 | 0 | 0 | 0 | 0 | 0 | 0 | 0 | 0 | 0 | 0 | 0
Reduced costs- energy savings | ENTER NO DATA |  | 19287 | 19287 | 19287 | 19287 | 20251.35 | 20251.35 | 20251.35 | 20251.35 | 21263.9175 | 21263.9175 | 21263.9175 | 21263.9175 | 22327.1134 | 22327.1134 | 22327.1134 | 22327.1134 | 23443.469 | 23443.469 | 23443.469 | 23443.469 | 24615.6425 | 24615.6425 | 24615.6425 | 24615.6425 | 25846.4246 | 25846.4246 | 25846.4246 | 25846.4246 | 27138.7459 | 27138.7459 | 27138.7459 | 27138.7459 | 28495.6831 | 28495.6831 | 28495.6831 | 28495.6831 | 29920.4673 | 29920.4673 | 29920.4673 | 29920.4673
Cash outflows / expenses |  |  | 0 | 0 | 0 | 0 | 0 | 0 | 0 | 0 | 0 | 0 | 0 | 0 | 0 | 0 | 0 | 0 | 0 | 0 | 0 | 0 | 0 | 0 | 0 | 0 | 0 | 0 | 0 | 0 | 0 | 0 | 0 | 0 | 0 | 0 | 0 | 0 | 0 | 0 | 0 | 0
Terminal value (end of life / after ten years) |  |  | 0 | 0 | 0 | 0 | 0 | 0 | 0 | 0 | 0 | 0 | 0 | 0 | 0 | 0 | 0 | 0 | 0 | 0 | 0 | 0 | 0 | 0 | 0 | 0 | 0 | 0 | 0 | 0 | 0 | 0 | 0 | 0 | 0 | 0 | 0 | 0 | 0 | 0 | 0 | 0
Net cash flow |  | -1365500 | 19287 | 19287 | 19287 | 19287 | 20251.35 | 20251.35 | 20251.35 | 20251.35 | 21263.9175 | 21263.9175 | 21263.9175 | 21263.9175 | 22327.1134 | 22327.1134 | 22327.1134 | 22327.1134 | 23443.469 | 23443.469 | 23443.469 | 23443.469 | 24615.6425 | 24615.6425 | 24615.6425 | 24615.6425 | 25846.4246 | 25846.4246 | 25846.4246 | 25846.4246 | 27138.7459 | 27138.7459 | 27138.7459 | 27138.7459 | 28495.6831 | 28495.6831 | 28495.6831 | 28495.6831 | 29920.4673 | 29920.4673 | 29920.4673 | 29920.4673
Cumlative cashflow |  | -1365500 | -1346213 | -1326926 | -1307639 | -1288352 | -1268100.65 | -1247849.3 | -1227597.95 | -1207346.6 | -1186082.6825 | -1164818.765 | -1143554.8475 | -1122290.93 | -1099963.8166 | -1077636.7032 | -1055309.5899 | -1032982.4765 | -1009539.0075 | -986095.5384 | -962652.0694 | -939208.6003 | -914592.9578 | -889977.3153 | -865361.6728 | -840746.0303 | -814899.6057 | -789053.1811 | -763206.7565 | -737360.3319 | -710221.586 | -683082.8402 | -655944.0943 | -628805.3485 | -600309.6653 | -571813.9822 | -543318.299 | -514822.6159 | -484902.1486 | -454981.6813 | -425061.214 | -395140.7467
Cost of Interest |  |  | 0 | 0 | 0 | 0 | 0 | 0 | 0 | 0 | 0 | 0 | 0 | 0 | 0 | 0 | 0 | 0 | 0 | 0 | 0 | 0 | 0 | 0 | 0 | 0 | 0 | 0 | 0 | 0 | 0 | 0 | 0 | 0 | 0 | 0 | 0 | 0 | 0 | 0 | 0 | 0
Cashflow after interest |  | -1365500 | 19287 | 19287 | 19287 | 19287 | 20251.35 | 20251.35 | 20251.35 | 20251.35 | 21263.9175 | 21263.9175 | 21263.9175 | 21263.9175 | 22327.1134 | 22327.1134 | 22327.1134 | 22327.1134 | 23443.469 | 23443.469 | 23443.469 | 23443.469 | 24615.6425 | 24615.6425 | 24615.6425 | 24615.6425 | 25846.4246 | 25846.4246 | 25846.4246 | 25846.4246 | 27138.7459 | 27138.7459 | 27138.7459 | 27138.7459 | 28495.6831 | 28495.6831 | 28495.6831 | 28495.6831 | 29920.4673 | 29920.4673 | 29920.4673 | 29920.4673
Project cost estimate |  | Year 1 Q3 3: 1365500; Year 2 Q1 5: 0; Year 2 Q2 6: $/kWh
If project will save electricity only, insert annual kWh savings here: |  |  |  |  | 385740 | kWh |  |  | Yr 1 | Yr 2 | Yr 3 | Yr 4 | Yr 5 | Yr 6 | Yr 7 | Yr 8 | Yr 9 | Yr 10
[8 empty] | $/kWh | 0.2 | 0.21 | 0.2205 | 0.23153 | 0.2431 | 0.25526 | 0.26802 | 0.28142 | 0.29549 | 0.31027
escalation | bar: Yr 2 to Yr 10
Definitions:
Investment amount
Is the amount of CAPEX to be spent. It will all occurr in time 0, but may occurr over a period of time.
It will be a negative number
Improvement in Rental Income
These are cashflows that result from implementing the CAPEX spend and increasing the rent.
They are always a positive number
Reduced costs / OPEX savings
These are the savings generated by the CAPEX investment. For instance energy savings, reduced maintenance costs.
They are always a positive number
Cash outflows / expenses
These are cashflows that are an additional cost which result from implementing the CAPEX spend. For instance scheduled maintenance, metre reading charges, upgrade requirements
They are always a negative number
Terminal value (end of life / after ten years)
At the end of the life of an asset, it maybe sold. Terminal value is these net proceeds
This number maybe 0. It should be entered as 0 or could be a positive number if the capital item can be sold. It should be a net number after all disposal costs.
| Yr 1 | Yr 2 | Yr 3 | Yr 4 | Yr 5 | Yr 6
NSW | Yr 1: 0.125; Yr 2: 0.13875; Yr 3: 0.145 | Yr 7 | Yr 8 | Yr 9 | Yr 10
QLD | Yr 1: 0.125; Yr 2: 0.1375; Yr 3: 0.14875
VIC | Yr 1: 0.125; Yr 2: 0.13375; Yr 3: 0.13875
SA | Yr 1: 0.125; Yr 2: 0.125; Yr 3: 0.13
ACT | Yr 1: 0.125; Yr 2: 0.14; Yr 3: 0.145
Note on A13: Craig Roussac: this is increases over and above current forecast rent from spending CAPEX on this project
Note on A14: Craig Roussac: Each inflow / saving must be positive. Include all cash inflows and savings for duration of asset's life.
Note on A16: Craig Roussac: Each outflow / expense must be negative. Include all expenses for duration of asset's life.
Note on A17: Craig Roussac: Value may be positive or negative (eg if decommissioning and disposal costs are incurred) butbut occurs only once.
Note on A39: Craig Roussac: this is increases over and above current forecast rent from spending CAPEX on this project
Note on A43: Craig Roussac: Each inflow / saving must be positive. Include all cash inflows and savings for duration of asset's life.
Note on A53: Craig Roussac: Value may be positive or negative (eg if decommissioning and disposal costs are incurred) butbut occurs only once.

## 850C-OS (hidden)
Investa Property Group - Property Services
Prepared By: |  |  | Date:
Business Case For Capital Investment
[7 empty] | NLA | 15399.7
Project Title: | Various energy efficiency measures
Property: | 850 Collins Street
Property No:
Capex No:
Description: | INSERT BRIEF DESCRIPTION- Hit [Alt] + [Enter] at same time to drop row
|  | Year 0 | Y1 | Y2 | Y3 | Y4 | Y5 | Y6 | Y7 | Y8 | Y9 | Y10
Investment amount |  | -1365500 | 0 | 0 | 0 | 0 | 0 | 0 | 0 | 0 | 0 | 0
Improvement in Rental Income |  |  | 0 | 0 | 0 | 0 | 0 | 0 | 0 | 0 | 0 | 0
Reduced costs / OPEX savings |  |  | 77148 | 81005.4 | 85055.67 | 89308.4535 | 93773.8762 | 98462.57 | 103385.6985 | 108554.9834 | 113982.7326 | 119681.8692
Cash outflows / expenses |  |  | 0 | 0 | 0 | 0 | 0 | 0 | 0 | 0 | 0 | 0
Terminal value (end of life / after ten years) |  |  | 0 | 0 | 0 | 0 | 0 | 0 | 0 | 0 | 0 | 0
Net cash flow |  | -1365500 | 77148 | 81005.4 | 85055.67 | 89308.4535 | 93773.8762 | 98462.57 | 103385.6985 | 108554.9834 | 113982.7326 | 119681.8692
savings $/m2 |  |  | 5.0097 | 5.2602 | 5.5232 | 5.7994 | 6.0893 | 6.3938 | 6.7135 | 7.0492 | 7.4016 | 7.7717
Information to cut and paste into Strategic Asset Plan
[7 empty] | current | CURRENT | FY25 | FY26 | FY27 | FY28
Is this building a NET or GROSS LEASE building | NET | Y4: NABERS Rating; Y5: 4.8365; Y6: 4.8365; Y7: 5.5063; Y8: 5.6731
[6 empty] | Capex proposed: |  | 1365500
Percentage net leases | 0% | Y4: IRR benefit; Y6: -5.424%
[6 empty] | Valuation impact potential |  | 1196776.4124
Cap rate | 7.5%
Av. annual NOI impact | 97035.9253
Information to cut and paste into Strategic Asset Plan:
[5 empty] | Current | CURRENT | FY25 | FY26
[5 empty] | 4.8364833906071 Stars | 4.8365 | 5.5063 | 5.6731
[5 empty] | Current | FY13* | FY14* | FY15*
[6 empty] | 1365500 | 0 | 0
-5.424%
1196776.4124
Note on A26: Craig Roussac: this is increases over and above current forecast rent from spending CAPEX on this project
Note on A27: Craig Roussac: Each inflow / saving must be positive. Include all cash inflows and savings for duration of asset's life.
Note on A29: Craig Roussac: Value may be positive or negative (eg if decommissioning and disposal costs are incurred) butbut occurs only once.

## 850C-NR_PC
Energy and Carbon Roadmap
850 Collins Street
Asset Qualifier
Energy Consumption
Scope | Emission Source | SOURCE | UNIT COST | Units | BASE | CURRENT | FY25 | FY26 | FY27 | FY28 | FY29 | FY30 | FY31 | FY32 | FY33 | Reduction
VIC2 | Electricity Consumption | Black | 0.2898 | MWh | 775.3658 | 533.1658 | 533.1658 | 432.9658 | 386.7658 | 354.9658 | 354.9658 | 354.9658 | 346.7658 | 346.7658 | 346.7658 | -55.28%
VIC2 | Annual Electricity Savings |  |  | MWh | 0 | -242.2 | -242.2 | -342.4 | -388.6 | -420.4 | -420.4 | -420.4 | -428.6 | -428.6 | -428.6 | -3762.4
Scope 1 | Gas Consumption |  | 18.3415 | GJ | 1726.591 | 1577.691 | 1577.691 | 1309.491 | 974.291 | 974.291 | 974.291 | 974.291 | 940.791 | 940.791 | 940.791 | -45.51%
Scope 1 | Annual Gas Savings |  |  | GJ | 0 | -148.9 | -148.9 | -417.1 | -752.3 | -752.3 | -752.3 | -752.3 | -785.8 | -785.8 | -785.8 | -6081.5
Emissions profile
Scope | Emission Source |  |  | Units | BASE | CURRENT | FY25 | FY26 | FY27 | FY28 | FY29 | FY30 | FY31 | FY32 | FY33 | Reduction
VIC2 | Electricity - Renewable |  |  | t.CO2-e | 713.3365 | 235.3927 | 0 | 0 | 0 | 0 | 0 | 0 | 0 | 0 | 0 | 100%
Scope 1 | Gas |  |  | t.CO2-e | 88.9712 | 0 | 0 | 0 | 0 | 0 | 0 | 0 | 0 | 0 | 0 | 100%
Scope 3 | Water, waste and Utility scope 3 |  |  | t.CO2-e | 104.9243 | 0 | 0 | 0 | 0 | 0 | 0 | 0 | 0 | 0 | 0 | 100%
|  |  |  | t.CO2-e | 907.2321 | 235.3927 | 0 | 0 | 0 | 0 | 0 | 0 | 0 | 0 | 0 | 100%
|  |  |  | kg.CO2-e/m2 | #DIV/0! | #DIV/0! | #DIV/0! | #DIV/0! | #DIV/0! | #DIV/0! | #DIV/0! | #DIV/0! | #DIV/0! | #DIV/0! | #DIV/0!
Net Zero Contribution
Scope | Emission Source |  |  | Units | BASE | CURRENT | FY25 | FY26 | FY27 | FY28 | FY29 | FY30 | FY31 | FY32 | FY33 | Reduction
Capital | Energy Efficiency |  |  | t.CO2-e | 0 | 213.8626 | 186.9784 | 250.9792 | 277.0718 | 293.8596 | 276.6232 | 246.7748 | 221.1576 | 197.5846 | 187.7268 | 2352.6186
VIC2 | Renewable Electricity |  |  | t.CO2-e | 0 | 235.3927 | 411.604 | 317.3639 | 275.764 | 248.1211 | 233.5675 | 208.3649 | 178.9312 | 159.859 | 151.8834 | 2420.8518
Scope 1 | Gas Offsets |  |  | t.CO2-e | 0 | 81.2984 | 81.2984 | 67.4781 | 50.2052 | 50.2052 | 50.2052 | 50.2052 | 48.479 | 48.479 | 48.479 | 576.3326
Scope 1 | Electrification |  |  | t.CO2-e | 0 | 7.6728 | 7.6728 | 21.4932 | 38.766 | 38.766 | 38.766 | 38.766 | 40.4923 | 40.4923 | 40.4923 | 313.3797
Scope 3 | Scope 3 Offsets |  |  | t.CO2-e | 0 | 93.8963 | 82.8682 | 71.8401 | 60.812 | 49.7839 | 38.7558 | 27.7278 | 16.6997 | 5.6716 | 5.6716 | 453.7269
Scope 3 | Scope 3 |  |  | t.CO2-e | 104.9243 | 0 | 0 | 0 | 0 | 0 | 0 | 0 | 0 | 0 | 0 | 0
Scope 1 | Gas |  |  | t.CO2-e | 88.9712 | 0 | 0 | 0 | 0 | 0 | 0 | 0 | 0 | 0 | 0 | 0
VIC2 | Grid Electricity |  |  | t.CO2-e | 713.3365 | 235.3927 | 0 | 0 | 0 | 0 | 0 | 0 | 0 | 0 | 0 | 235.3927
|  |  |  | t.CO2-e | 0 | 538.2265 | 687.5536 | 657.3144 | 641.807 | 630.9519 | 599.1619 | 544.111 | 489.06 | 446.4149 | 428.5815 | 6116.9096
Energy and Carbon Costs |  | NSW2
Scope | Emission Source |  |  |  | BASE | CURRENT | FY25 | FY26 | FY27 | FY28 | FY29 | FY30 | FY31 | FY32 | FY33 | TOTAL
BASELINE - Do nothing scenario
NSW2 | Electricity Consumption costs - do nothing scenario |  |  |  | 201250.68 | 292116.0259 | 302340.0868 | 312921.9899 | 323874.2595 | 335209.8586 | 346942.2037 | 359085.1808 | 430902.2169 | 445983.7945 | 461593.2273 | 3610968.844
Scope 1 | Gas Consumption costs- do nothing scenario |  |  |  | 30753.6032 | 32618.238 | 33596.7852 | 34604.6887 | 35642.8294 | 36712.1143 | 37813.4777 | 38947.882 | 40116.3185 | 41319.808 | 42559.4023 | 373931.544
Scope 1 | Gas Offset Costs - ACCUs (Climate Active) | [5 empty] | 4877.905 | 4877.905 | 4877.905 | 4877.905 | 4877.905 | 4877.905 | 4877.905 | 4877.905 | 4877.905 | 43901.1453
Scope 3 | Scope 3 offsets (from FY24) | [5 empty] | 4972.0901 | 4310.4052 | 3648.7202 | 2987.0353 | 2325.3504 | 1663.6655 | 1001.9805 | 340.2956 | 340.2956 | 21589.8384
TOTAL COSTS |  |  |  | Total Cost | 232004.2832 | 324734.2639 | 345786.8671 | 356714.9888 | 368043.7142 | 379786.9132 | 391958.9368 | 404574.6333 | 476898.421 | 492521.8032 | 509370.8302 | 4050391.3717
|  |  |  | Cost/m2 | #DIV/0! | #DIV/0! | #DIV/0! | #DIV/0! | #DIV/0! | #DIV/0! | #DIV/0! | #DIV/0! | #DIV/0! | #DIV/0! | #DIV/0!
ENERGY AND CARBON ROADMAP - Implement NABERS Roadmap projects scenario
VIC2 | Electricity Consumption Costs |  |  |  | 201250.68 | 200868.1253 | 207898.5097 | 174736.2596 | 161554.0524 | 153460.5158 | 158831.6339 | 164390.7411 | 192711.8168 | 199456.7304 | 206437.7159 | 1820346.1008
Scope 1 | Gas Consumption costs |  |  |  | 30753.6032 | 29805.264 | 30699.4219 | 26245.0855 | 20112.747 | 20716.1294 | 21337.6132 | 21977.7416 | 21858.7212 | 22514.4829 | 23189.9174 | 238457.1241
Scope 1 | Gas Offset Costs - ACCUs (Climate Active) | [5 empty] | 4877.905 | 4048.6843 | 3012.3129 | 3012.3129 | 3012.3129 | 3012.3129 | 2908.7376 | 2908.7376 | 2908.7376 | 29702.0538
Scope 3 | Scope 3 offsets (from FY24) - ACCUs | [5 empty] | 4972.0901 | 4310.4052 | 3648.7202 | 2987.0353 | 2325.3504 | 1663.6655 | 1001.9805 | 340.2956 | 340.2956 | 21589.8384
TOTAL COSTS |  |  |  | Total Cost | 232004.2832 | 230673.3893 | 248447.9267 | 209340.4345 | 188327.8325 | 180175.9934 | 185506.9104 | 191044.4611 | 218481.2562 | 225220.2464 | 232876.6665 | 2110095.1171
|  |  |  | Cost/m2 | #DIV/0! | #DIV/0! | #DIV/0! | #DIV/0! | #DIV/0! | #DIV/0! | #DIV/0! | #DIV/0! | #DIV/0! | #DIV/0! | #DIV/0! | #DIV/0!
TOTAL SAVINGS |  |  |  | Savings | 0 | -94060.8747 | -97338.9404 | -147374.5543 | -179715.8817 | -199610.9198 | -206452.0263 | -213530.1722 | -258417.1648 | -267301.5567 | -276494.1637 | -1940296.2547
|  |  |  | Cost/m2 | #DIV/0! | #DIV/0! | #DIV/0! | #DIV/0! | #DIV/0! | #DIV/0! | #DIV/0! | #DIV/0! | #DIV/0! | #DIV/0! | #DIV/0! | #DIV/0!
CAPITAL COSTS - NABERS Roadmap
| All Identified Projects |  |  | TOTAL COSTS ($) |  | 1784400 | 0 | 0 | 0 | 0 | 0 | 0 | 0 | 0 | 0 | 1784400
|  |  |  | TOTAL SAVINGS ($) | 0 | -94060.8747 | -97338.9404 | -147374.5543 | -179715.8817 | -199610.9198 | -206452.0263 | -213530.1722 | -258417.1648 | -267301.5567 | -276494.1637 | -1940296.2547
NABERS Roadmap | [16 empty] | Notes and Summary Outcomes |  |  |  | ^ includes projects implemented in FY32
Current rating information |  | p3014 |  | Weighted Average | BASE | CURRENT | FY25 | FY26 | FY27 | FY28 | FY29 | FY30 | FY31 | FY32 | FY33 | TOTAL | ESG ROADMAP |  | ELECTRIFICATION PLAN |  | TENANT METERING
Last rating date |  | 2023-03-31 |  | 850 Collins Street | 4.7821 | 4.7821 | 5.8284 | 5.8284 | 5.8284 | 5.8284 | 5.8284 | 5.8284 | 5.8284 | 5.8284 | 5.8284 | 1.0463 | Status | Complete | Status | Complete | Status | Complete
State |  | VIC | [14 empty] | Total Cost | 1618150 | Total Cost | 166250 | Collection process | Automatic
NABERS Rating Type (Base/Whole) |  | Base | [14 empty] | Annual Savings | 124760.7004 | Progress by FY32 | 49.99% | NLA covered | 100%
Postcode |  | 3000 | [14 empty] | Est IRR | 6.992% | Est. 100% completion | #NAME? | Cost for automation | 0
Rated Area |  | 15723.1 | [14 empty] | NABERS Improvement | 1.0018 |  |  | ETA 100% coverage | Complete
Rated Hours |  | 50 | [14 empty] | FY32 NABERS | 5.8284 |  |  | Tenant spec. data | 100%
Electricity Consumption (MWh) |  | 839.6 | [14 empty] | FY33 NABERS^ | 5.8284
Gas Consumption (GJ) |  | 1414.6 | [14 empty] | Total Electricity Reduction | -45.94% | * Where projects deliver both Efficiency and Electrification benefits, Total Costs are split evenly between categories
NABERS Benchmark Factor |  | 91.9 | -46.27% | [13 empty] | Total Gas Reduction | -49.99% | ^ includes projects implemented in FY32
| Current NABERS Energy Rating: | 4.7821
Identified Projects | [5 empty] | 2024-06-30 | 2025-06-30 | 2026-06-30 | 2027-06-30 | 2028-06-30 | 2029-06-30 | 2030-06-30 | 2031-06-30 | 2032-06-30 | 2033-06-30 | 2034-06-30 | Project Classifications
Job Number | Job Description | Predicted Reduction (MWh) | Predicted Reduction (GJ) | Estimated completion date | Total Expected Cost ($) | CURRENT | FY25 | FY26 | FY27 | FY28 | FY29 | FY30 | FY31 | FY32 | FY33 | FY34 | Efficiency | Electrification | GRESB | NABERS | Est IRR | Opex | Life-cycle
| Solar Photovoltaics | -110 | 0 | 2024-03-31 | 140500 | 140500 | 0 | 0 | 0 | 0 | 0 | 0 | 0 | 0 | 0 | 0 | Yes |  |  | 0.23844 | 22.69%
| Chiller Upgrade | -63.5 | 0 | 2024-03-31 | 1200000 | 1200000 | 0 | 0 | 0 | 0 | 0 | 0 | 0 | 0 | 0 | 0 | Yes |  |  | 0.13764 | 1.534%
| VAV/MD System Optimisation | -60.1 | -134.1 | 2024-03-31 | 80000 | 80000 | 0 | 0 | 0 | 0 | 0 | 0 | 0 | 0 | 0 | 0 | Yes | Yes |  | 0.14269 | 24.85%
| Energy Valves | -40.1 | -134.1 | 2024-03-31 | 180000 | 180000 | 0 | 0 | 0 | 0 | 0 | 0 | 0 | 0 | 0 | 0 | Yes | Yes |  | 0.099339 | 7.823%
| AHU Optimisation Phase 2 | -14.8 | -67 | 2024-03-31 | 25000 | 25000 | 0 | 0 | 0 | 0 | 0 | 0 | 0 | 0 | 0 | 0 | Yes | Yes |  | 0.038285 | 22.07%
| HHW Plant Optimisation | -3.9 | -268.2 | 2024-03-31 | 15000 | 15000 | 0 | 0 | 0 | 0 | 0 | 0 | 0 | 0 | 0 | 0 | Yes | Yes |  | 0.033287 | 40.33%
| CHW Plant Optimisation | -27.5 | 0 | 2024-03-31 | 30000 | 30000 | 0 | 0 | 0 | 0 | 0 | 0 | 0 | 0 | 0 | 0 | Yes |  |  | 0.05961 | 26.57%
| TCW System Upgrade | -11.3 | 0 | 2024-03-31 | 50000 | 50000 | 0 | 0 | 0 | 0 | 0 | 0 | 0 | 0 | 0 | 0 | Yes |  |  | 0.024494 | 6.55%
| Lighting Optimisation | -10.9 | 0 | 2024-03-31 | 30000 | 30000 | 0 | 0 | 0 | 0 | 0 | 0 | 0 | 0 | 0 | 0 | Yes |  |  | 0.023627 | 10.53%
| LED Lighting Upgrade - Carpark | -9.6 | 0 | 2024-03-31 | 1400 | 1400 | 0 | 0 | 0 | 0 | 0 | 0 | 0 | 0 | 0 | 0 | Yes |  |  | 0.020809 | 198.7%
| TCW System Optimisation Phase 2 | -8.2 | -33.5 | 2024-03-31 | 7500 | 7500 | 0 | 0 | 0 | 0 | 0 | 0 | 0 | 0 | 0 | 0 | Yes | Yes |  | 0.020876 | 39.88%
| BEOP engagement (12 mos) | -68.7 | -148.9 | 2024-03-31 | 25000 | 25000 | 0 | 0 | 0 | 0 | 0 | 0 | 0 | 0 | 0 | 0 | Yes | Yes |  | 0.1627 | 90.56%
[6 empty] | 0 | 0 | 0 | 0 | 0 | 0 | 0 | 0 | 0 | 0 | 0
[6 empty] | 0 | 0 | 0 | 0 | 0 | 0 | 0 | 0 | 0 | 0 | 0 | Yes | Yes
[6 empty] | 0 | 0 | 0 | 0 | 0 | 0 | 0 | 0 | 0 | 0 | 0
[6 empty] | 0 | 0 | 0 | 0 | 0 | 0 | 0 | 0 | 0 | 0 | 0
[6 empty] | 0 | 0 | 0 | 0 | 0 | 0 | 0 | 0 | 0 | 0 | 0
[6 empty] | 0 | 0 | 0 | 0 | 0 | 0 | 0 | 0 | 0 | 0 | 0
[6 empty] | 0 | 0 | 0 | 0 | 0 | 0 | 0 | 0 | 0 | 0 | 0
[6 empty] | 0 | 0 | 0 | 0 | 0 | 0 | 0 | 0 | 0 | 0 | 0
|  | -385.74 | -707.22 |  | 1784400 | 1784400 | 0 | 0 | 0 | 0 | 0 | 0 | 0 | 0 | 0 | 0 | 1618150 | 166250 | 0 | 1.0018 | 6.992% | 0 | 0
| discount factor (10%) | [16 empty] | #NAME?
[17 empty] | MWh saved in FY13 | 385.74
[17 empty] | Current Rating: | 4.7821
[17 empty] | Expected Rating at 31/3/2024: | 4.7821
[17 empty] | Expected Rating at 31/3/2025: | 5.8284
[17 empty] | Expected Rating at 31/3/2026: | 5.8284 | [7 empty] | 5.8284 | 0 | 0 | 0 | 0
[17 empty] | Expected Rating at 31/3/2027: | 5.8284
[17 empty] | Expected Rating at 31/3/2028: | 5.8284
[17 empty] | Expected Rating at 31/3/2029: | 5.8284
[17 empty] | Expected Rating at 31/3/2030: | 5.8284
[17 empty] | Expected Rating at 31/3/2031: | 5.8284
[17 empty] | Expected Rating at 31/3/2032: | 5.8284
[17 empty] | Expected Rating at 31/3/2033: | 5.8284
[38 empty] | Stars | NSW (2000) | VIC (3000) | QLD (4000) | SA (5000) | WA (6000) |  | Stars | NSW (2000) | VIC (3000) | QLD (4000) | SA (5000) | WA (6000) | Stars | Intensity | Unit | base + diff |  | Base | Whole Building
[38 empty] | 6 | 34.795 | 42.145 | 35.585 | 20.915 | 26.98 |  | 6 | 64.76 | 69.5 | 59.815 | 33.69 | 44.87 | 6 | 42.145 | kg/m2 |  |  | 42.145 | 69.5
[25 empty] | PLEASE DO NOT CHANGE ANYTHING IN THE CELLS IN THIS SECTION OF THE CALCULATOR | [12 empty] | 5.5 | 52.1925 | 63.2175 | 53.3775 | 31.3725 | 40.47 |  | 5.5 | 97.14 | 104.25 | 89.7225 | 50.535 | 67.305 | 5.5 | 63.2175 | kg/m2 |  |  | 63.2175 | 104.25 |  |  | Elec (kg/MWh) | Gas (kG/GJ)
[37 empty] | Base Building | 5 | 69.59 | 84.29 | 71.17 | 41.83 | 53.96 | Whole Building | 5 | 129.52 | 139 | 119.63 | 67.38 | 89.74 | 5 | 84.29 | kg/m2 | 84.29 |  | 84.29 | 139 |  | ACT | 810 | 51.33 | 2000 |  |  |  |  | Economy Cycle | Identified only | All |  | NLA: | 15723.1 | m2 | Emissions/m2 | 56.9493
[19 empty] | 152 | Cost/MWh | [17 empty] | 4.5 | 84.92 | 101.75 | 80.29 | 51.46 | 62.39 |  | 4.5 | 158.69 | 166.57 | 142.47 | 84.06 | 105.77 | 4.5 | 101.75 | kg/m2 | 17.46 |  | 101.75 | 166.57 |  | NSW | 810 | 51.33 | 2000 |  | 9.9423 | El - converter | 84.4476 | BMS | Business case written | Summer |  | Current ABGR rating (w'out GP): | 4.9955 | stars | t.CO2 | 895419.418
[38 empty] | 4 | 100.25 | 120.31 | 89.42 | 61.1 | 70.83 |  | 4 | 187.86 | 194.15 | 165.3 | 100.73 | 121.79 | 4 | 120.31 | kg/m2 | 18.56 |  | 120.31 | 194.15 |  | QLD | 810 | 51.33 | 3000 |  | 189.819 | Gas - converter | 7.4524 | HVAC | Approved to implement | Winter |  | ABGR Electricity intensity: | 84.4476 | kg/m2 | Electrical emissions | 822808
[38 empty] | 3.5 | 115.57 | 138.88 | 98.54 | 70.74 | 79.26 |  | 3.5 | 217.04 | 221.73 | 188.13 | 117.41 | 137.82 | 3.5 | 138.88 | kg/m2 | 18.57 |  | 138.88 | 221.73 |  | SA | 770 | 51.33 | 4000 |  |  |  |  | Chillers | Rejected, do not persue | Shoulder |  | Current NABERS Water rating: |  | stars | Gas emissions | 72611.418
[38 empty] | 3 | 130.9 | 157.45 | 107.66 | 80.38 | 87.69 |  | 3 | 246.21 | 249.31 | 210.96 | 134.09 | 153.85 | 3 | 157.45 | kg/m2 | 18.57 |  | 157.45 | 249.31 |  | VIC | 980 | 51.33 | 5000 |  | 0.152 |  |  | VSDs | Rejected but reconsider |  |  | Energy performance tracking | Consumption | Unit |  | 56.9493
[38 empty] | 2.5 | 146.23 | 176.01 | 116.79 | 90.02 | 96.12 |  | 2.5 | 275.38 | 276.89 | 233.79 | 150.77 | 169.87 | 2.5 | 176.01 | kg/m2 | 18.56 |  | 176.01 | 276.89 |  | WA | 680 | 51.33 | 6000 |  |  |  |  | Lighting replacement and controls | Complete |  |  | Current Electricity Consumption: | 839.6 | MWh |  |  | 4.7821
[21 empty] | Average Electricity Price ($/kWh): | 0.152 | [15 empty] | 2 | 161.56 | 194.58 | 125.91 | 99.65 | 104.55 |  | 2 | 304.55 | 304.47 | 256.62 | 167.44 | 185.9 | 2 | 194.58 | kg/m2 | 18.57 |  | 194.58 | 304.47 | [9 empty] | Condensor water loop |  |  |  | Current Gas Consumption | 1414.6 | GJ |  | 72611.418
[38 empty] | 1.5 | 176.89 | 213.15 | 135.04 | 109.29 | 112.98 |  | 1.5 | 333.72 | 332.05 | 279.45 | 184.12 | 201.92 | 1.5 | 213.15 | kg/m2 | 18.57 |  | 213.15 | 332.05 | [9 empty] | CO/CO2 sensors |  |  |  | ABGR Gas Intensity | 7.4524
[21 empty] | Rating benefit calulator | [16 empty] | 1 | 192.21 | 231.71 | 144.16 | 118.93 | 121.42 |  | 1 | 362.89 | 359.62 | 302.28 | 200.8 | 217.95 | 1 | 231.71 | kg/m2 | 18.56 |  | 231.71 | 359.62 | [9 empty] | Submetering |  |  |  |  | 91.9
[39 empty] | NSW | VIC | QLD | SA | WA |  |  | NSW | VIC | QLD | SA | WA | [16 empty] | Cooling Tower
[6 empty] | 2024-06-30 | 2025-06-30 | 2026-06-30 | 2027-06-30 | 2028-06-30 | 2029-06-30 | 2030-06-30 | 2031-06-30 | 2032-06-30 | 2033-06-30 | 2034-06-30 | [5 empty] | Savings | Payback | + stars | kg/m2 | 2024-03-31 | 2025-03-31 | 2026-03-31 | 2027-03-31 | 2028-03-31 | 2029-03-31 | 2030-03-31 | 2031-03-31 | 2032-03-31 | 2033-03-31 | 2034-03-31 | full year saving for business case |  | capex | opex | [14 empty] | 101.75 | Stars | 84.29 | 17.46 | 18.56 | 18.57 | 18.57 | 18.56 | 18.57 | 18.57 | 18.56 |  |  |  |  | Lift | [7 empty] | Base | Whole Building
[6 empty] | -110 | -110 | -110 | -110 | -110 | -110 | -110 | -110 | -110 | -110 | -110 | [5 empty] | 0 | #DIV/0! | 0 | 0 | 0 | 0 | 0 | 0 | 0 | 0 | 0 | 0 | 0 | 0 | 0 | 0 | 0 | 0 | 0 | [14 empty] | 101.75 | Current | 91.9 | [12 empty] | Hot Water
[6 empty] | -63.5 | -63.5 | -63.5 | -63.5 | -63.5 | -63.5 | -63.5 | -63.5 | -63.5 | -63.5 | -63.5 | [5 empty] | -16720 | 8.4031 | -0.63367 | -11.0639 | 0 | -11.0639 | -11.0639 | -11.0639 | -11.0639 | -11.0639 | -11.0639 | -11.0639 | -11.0639 | -11.0639 | -11.0639 | -110 | 0 | 140500 | 0 | [14 empty] | 101.75 | 2025-03-31 | 49.3762 | [12 empty] | Renewables | [6 empty] | Stars | VIC | VIC | Stars | (to invert)
[6 empty] | -60.1 | -60.1 | -60.1 | -60.1 | -60.1 | -60.1 | -60.1 | -60.1 | -60.1 | -60.1 | -60.1 | [5 empty] | -9652 | 124.3266 | -0.3658 | -6.3869 | 0 | -6.3869 | -6.3869 | -6.3869 | -6.3869 | -6.3869 | -6.3869 | -6.3869 | -6.3869 | -6.3869 | -6.3869 | -63.5 | 0 | 1200000 | 0 | [14 empty] | 101.75 | 2026-03-31 | 49.3762 | [12 empty] | Other | [6 empty] | 1 | 231.71 | 359.62 | 5 | 84.29 | 139
[6 empty] | -40.1 | -40.1 | -40.1 | -40.1 | -40.1 | -40.1 | -40.1 | -40.1 | -40.1 | -40.1 | -40.1 | [5 empty] | -9135.2 | 8.7573 | -0.38668 | -6.7514 | 0 | -6.7514 | -6.7514 | -6.7514 | -6.7514 | -6.7514 | -6.7514 | -6.7514 | -6.7514 | -6.7514 | -6.7514 | -60.1 | -134.1 | 80000 | 0 | [14 empty] | 101.75 | 2027-03-31 | 49.3762 | [19 empty] | 1.5 | 213.15 | 332.05 | 4.5 | 101.75 | 166.57
[6 empty] | -14.8 | -14.8 | -14.8 | -14.8 | -14.8 | -14.8 | -14.8 | -14.8 | -14.8 | -14.8 | -14.8 | [5 empty] | -6095.2 | 29.5314 | -0.27146 | -4.7398 | 0 | -4.7398 | -4.7398 | -4.7398 | -4.7398 | -4.7398 | -4.7398 | -4.7398 | -4.7398 | -4.7398 | -4.7398 | -40.1 | -134.1 | 180000 | 0 | [14 empty] | 101.75 | 2028-03-30 | 49.3762 | [19 empty] | 2 | 194.58 | 304.47 | 4 | 120.31 | 194.15
[6 empty] | -3.9 | -3.9 | -3.9 | -3.9 | -3.9 | -3.9 | -3.9 | -3.9 | -3.9 | -3.9 | -3.9 | [5 empty] | -2249.6 | 11.1131 | -0.10547 | -1.8416 | 0 | -1.8416 | -1.8416 | -1.8416 | -1.8416 | -1.8416 | -1.8416 | -1.8416 | -1.8416 | -1.8416 | -1.8416 | -14.8 | -67 | 25000 | 0 | [14 empty] | 101.75 | 2029-03-30 | 49.3762 | [19 empty] | 2.5 | 176.01 | 276.89 | 3.5 | 138.88 | 221.73
[6 empty] | -27.5 | -27.5 | -27.5 | -27.5 | -27.5 | -27.5 | -27.5 | -27.5 | -27.5 | -27.5 | -27.5 | [5 empty] | -592.8 | 25.3036 | -0.10339 | -1.8052 | 0 | -1.8052 | -1.8052 | -1.8052 | -1.8052 | -1.8052 | -1.8052 | -1.8052 | -1.8052 | -1.8052 | -1.8052 | -3.9 | -268.2 | 15000 | 0 | [14 empty] | 101.75 | 2030-03-30 | 49.3762 | [19 empty] | 3 | 157.45 | 249.31 | 3 | 157.45 | 249.31
[6 empty] | -11.3 | -11.3 | -11.3 | -11.3 | -11.3 | -11.3 | -11.3 | -11.3 | -11.3 | -11.3 | -11.3 | [5 empty] | -4180 | 7.177 | -0.15842 | -2.766 | 0 | -2.766 | -2.766 | -2.766 | -2.766 | -2.766 | -2.766 | -2.766 | -2.766 | -2.766 | -2.766 | -27.5 | 0 | 30000 | 0 | [14 empty] | 101.75 | 2031-03-30 | 49.3762 | [19 empty] | 3.5 | 138.88 | 221.73 | 2.5 | 176.01 | 276.89
[6 empty] | -10.9 | -10.9 | -10.9 | -10.9 | -10.9 | -10.9 | -10.9 | -10.9 | -10.9 | -10.9 | -10.9 | [5 empty] | -1717.6 | 29.1104 | -0.065095 | -1.1366 | 0 | -1.1366 | -1.1366 | -1.1366 | -1.1366 | -1.1366 | -1.1366 | -1.1366 | -1.1366 | -1.1366 | -1.1366 | -11.3 | 0 | 50000 | 0 | [14 empty] | 101.75 | 2032-03-29 | 49.3762 | [19 empty] | 4 | 120.31 | 194.15 | 2 | 194.58 | 304.47
[6 empty] | -9.6 | -9.6 | -9.6 | -9.6 | -9.6 | -9.6 | -9.6 | -9.6 | -9.6 | -9.6 | -9.6 | [5 empty] | -1656.8 | 18.1072 | -0.062791 | -1.0963 | 0 | -1.0963 | -1.0963 | -1.0963 | -1.0963 | -1.0963 | -1.0963 | -1.0963 | -1.0963 | -1.0963 | -1.0963 | -10.9 | 0 | 30000 | 0 | [14 empty] | 101.75 | 2033-03-29 | 49.3762 | [19 empty] | 4.5 | 101.75 | 166.57 | 1.5 | 213.15 | 332.05
[6 empty] | -8.2 | -8.2 | -8.2 | -8.2 | -8.2 | -8.2 | -8.2 | -8.2 | -8.2 | -8.2 | -8.2 | [5 empty] | -1459.2 | 0.95943 | -0.055302 | -0.96558 | 0 | -0.96558 | -0.96558 | -0.96558 | -0.96558 | -0.96558 | -0.96558 | -0.96558 | -0.96558 | -0.96558 | -0.96558 | -9.6 | 0 | 1400 | 0 | [36 empty] | 5 | 84.29 | 139 | 1 | 231.71 | 359.62
[6 empty] | -68.7 | -68.7 | -68.7 | -68.7 | -68.7 | -68.7 | -68.7 | -68.7 | -68.7 | -68.7 | -68.7 | [5 empty] | -1246.4 | 6.0173 | -0.057345 | -1.0012 | 0 | -1.0012 | -1.0012 | -1.0012 | -1.0012 | -1.0012 | -1.0012 | -1.0012 | -1.0012 | -1.0012 | -1.0012 | -8.2 | -33.5 | 7500 | 0
[6 empty] | 0 | 0 | 0 | 0 | 0 | 0 | 0 | 0 | 0 | 0 | 0 | [5 empty] | -10442.4 | 2.3941 | -0.44068 | -7.6943 | 0 | -7.6943 | -7.6943 | -7.6943 | -7.6943 | -7.6943 | -7.6943 | -7.6943 | -7.6943 | -7.6943 | -7.6943 | -68.7 | -148.9 | 25000 | 0
[6 empty] | 0 | 0 | 0 | 0 | 0 | 0 | 0 | 0 | 0 | 0 | 0 | [5 empty] | 0 | #DIV/0! | 0 | 0 | 0 | 0 | 0 | 0 | 0 | 0 | 0 | 0 | 0 | 0 | 0 | 0 | 0 | 0 | 0
[6 empty] | 0 | 0 | 0 | 0 | 0 | 0 | 0 | 0 | 0 | 0 | 0 | [5 empty] | 0 | #DIV/0! | 0 | 0 | 0 | 0 | 0 | 0 | 0 | 0 | 0 | 0 | 0 | 0 | 0 | 0 | 0 | 0 | 0
[6 empty] | 0 | 0 | 0 | 0 | 0 | 0 | 0 | 0 | 0 | 0 | 0 | [5 empty] | 0 | #DIV/0! | 0 | 0 | 0 | 0 | 0 | 0 | 0 | 0 | 0 | 0 | 0 | 0 | 0 | 0 | 0 | 0 | 0
[6 empty] | 0 | 0 | 0 | 0 | 0 | 0 | 0 | 0 | 0 | 0 | 0 | [5 empty] | 0 | #DIV/0! | 0 | 0 | 0 | 0 | 0 | 0 | 0 | 0 | 0 | 0 | 0 | 0 | 0 | 0 | 0 | 0 | 0
[6 empty] | 0 | 0 | 0 | 0 | 0 | 0 | 0 | 0 | 0 | 0 | 0 | [5 empty] | 0 | #DIV/0! | 0 | 0 | 0 | 0 | 0 | 0 | 0 | 0 | 0 | 0 | 0 | 0 | 0 | 0 | 0 | 0 | 0
[6 empty] | 0 | 0 | 0 | 0 | 0 | 0 | 0 | 0 | 0 | 0 | 0 | [5 empty] | 0 | #DIV/0! | 0 | 0 | 0 | 0 | 0 | 0 | 0 | 0 | 0 | 0 | 0 | 0 | 0 | 0 | 0 | 0 | 0
[6 empty] | 0 | 0 | 0 | 0 | 0 | 0 | 0 | 0 | 0 | 0 | 0 | [5 empty] | 0 | #DIV/0! | 0 | 0 | 0 | 0 | 0 | 0 | 0 | 0 | 0 | 0 | 0 | 0 | 0 | 0 | 0 | 0 | 0
[6 empty] | 0 | 0 | 0 | 0 | 0 | 0 | 0 | 0 | 0 | 0 | 0 | [5 empty] | 0 | #DIV/0! | 0 | 0 | 0 | 0 | 0 | 0 | 0 | 0 | 0 | 0 | 0 | 0 | 0 | 0 | 0 | 0 | 0
[6 empty] | 0 | 0 | 0 | 0 | 0 | 0 | 0 | 0 | 0 | 0 | 0 | [5 empty] | 0 | #DIV/0! | 0 | 0 | 0 | 0 | 0 | 0 | 0 | 0 | 0 | 0 | 0 | 0 | 0 | 0 | 0 | 0 | 0
[6 empty] | 0 | 0 | 0 | 0 | 0 | 0 | 0 | 0 | 0 | 0 | 0 | [5 empty] | 0 | #DIV/0! | 0 | 0 | 0 | 0 | 0 | 0 | 0 | 0 | 0 | 0 | 0 | 0 | 0 | 0 | 0 | 0 | 0
[6 empty] | 0 | 0 | 0 | 0 | 0 | 0 | 0 | 0 | 0 | 0 | 0 | [5 empty] | 0 | #DIV/0! | 0 | 0 | 0 | 0 | 0 | 0 | 0 | 0 | 0 | 0 | 0 | 0 | 0 | 0 | 0 | 0 | 0
[6 empty] | 0 | 0 | 0 | 0 | 0 | 0 | 0 | 0 | 0 | 0 | 0 | [5 empty] | 0 | #DIV/0! | 0 | 0 | 0 | 0 | 0 | 0 | 0 | 0 | 0 | 0 | 0 | 0 | 0 | 0 | 0 | 0 | 0
[6 empty] | 0 | 0 | 0 | 0 | 0 | 0 | 0 | 0 | 0 | 0 | 0 | [5 empty] | 0 | #DIV/0! | 0 | 0 | 0 | 0 | 0 | 0 | 0 | 0 | 0 | 0 | 0 | 0 | 0 | 0 | 0 | 0 | 0
[6 empty] | 0 | 0 | 0 | 0 | 0 | 0 | 0 | 0 | 0 | 0 | 0 | [5 empty] | 0 | #DIV/0! | 0 | 0 | 0 | 0 | 0 | 0 | 0 | 0 | 0 | 0 | 0 | 0 | 0 | 0 | 0 | 0 | 0
[6 empty] | 0 | 0 | 0 | 0 | 0 | 0 | 0 | 0 | 0 | 0 | 0 | [5 empty] | 0 | #DIV/0! | 0 | 0 | 0 | 0 | 0 | 0 | 0 | 0 | 0 | 0 | 0 | 0 | 0 | 0 | 0 | 0 | 0
[6 empty] | 0 | 0 | 0 | 0 | 0 | 0 | 0 | 0 | 0 | 0 | 0 | [5 empty] | 0 | #DIV/0! | 0 | 0 | 0 | 0 | 0 | 0 | 0 | 0 | 0 | 0 | 0 | 0 | 0 | 0 | 0 | 0 | 0
[6 empty] | 0 | 0 | 0 | 0 | 0 | 0 | 0 | 0 | 0 | 0 | 0 | [5 empty] | 0 | #DIV/0! | 0 | 0 | 0 | 0 | 0 | 0 | 0 | 0 | 0 | 0 | 0 | 0 | 0 | 0 | 0 | 0 | 0
[6 empty] | 0 | 0 | 0 | 0 | 0 | 0 | 0 | 0 | 0 | 0 | 0 | [5 empty] | 0 | #DIV/0! | 0 | 0 | 0 | 0 | 0 | 0 | 0 | 0 | 0 | 0 | 0 | 0 | 0 | 0 | 0 | 0 | 0
[6 empty] | 0 | 0 | 0 | 0 | 0 | 0 | 0 | 0 | 0 | 0 | 0 | [5 empty] | 0 | #DIV/0! | 0 | 0 | 0 | 0 | 0 | 0 | 0 | 0 | 0 | 0 | 0 | 0 | 0 | 0 | 0 | 0 | 0
[6 empty] | 0 | 0 | 0 | 0 | 0 | 0 | 0 | 0 | 0 | 0 | 0 | [5 empty] | 0 | #DIV/0! | 0 | 0 | 0 | 0 | 0 | 0 | 0 | 0 | 0 | 0 | 0 | 0 | 0 | 0 | 0 | 0 | 0
[6 empty] | 0 | 0 | 0 | 0 | 0 | 0 | 0 | 0 | 0 | 0 | 0 | [5 empty] | 0 | #DIV/0! | 0 | 0 | 0 | 0 | 0 | 0 | 0 | 0 | 0 | 0 | 0 | 0 | 0 | 0 | 0 | 0 | 0
[6 empty] | 0 | 0 | 0 | 0 | 0 | 0 | 0 | 0 | 0 | 0 | 0 | [5 empty] | 0 | #DIV/0! | 0 | 0 | 0 | 0 | 0 | 0 | 0 | 0 | 0 | 0 | 0 | 0 | 0 | 0 | 0 | 0 | 0
[6 empty] | 0 | 0 | 0 | 0 | 0 | 0 | 0 | 0 | 0 | 0 | 0 | [5 empty] | 0 | #DIV/0! | 0 | 0 | 0 | 0 | 0 | 0 | 0 | 0 | 0 | 0 | 0 | 0 | 0 | 0 | 0 | 0 | 0
[6 empty] | 0 | 0 | 0 | 0 | 0 | 0 | 0 | 0 | 0 | 0 | 0 | [5 empty] | 0 | #DIV/0! | 0 | 0 | 0 | 0 | 0 | 0 | 0 | 0 | 0 | 0 | 0 | 0 | 0 | 0 | 0 | 0 | 0
[6 empty] | 0 | 0 | 0 | 0 | 0 | 0 | 0 | 0 | 0 | 0 | 0 | [5 empty] | 0 | #DIV/0! | 0 | 0 | 0 | 0 | 0 | 0 | 0 | 0 | 0 | 0 | 0 | 0 | 0 | 0 | 0 | 0 | 0
[6 empty] | 0 | 0 | 0 | 0 | 0 | 0 | 0 | 0 | 0 | 0 | 0 | [5 empty] | 0 | #DIV/0! | 0 | 0 | 0 | 0 | 0 | 0 | 0 | 0 | 0 | 0 | 0 | 0 | 0 | 0 | 0 | 0 | 0
[6 empty] | 0 | 0 | 0 | 0 | 0 | 0 | 0 | 0 | 0 | 0 | 0 | [5 empty] | 0 | #DIV/0! | 0 | 0 | 0 | 0 | 0 | 0 | 0 | 0 | 0 | 0 | 0 | 0 | 0 | 0 | 0 | 0 | 0
[6 empty] | 0 | 0 | 0 | 0 | 0 | 0 | 0 | 0 | 0 | 0 | 0 | [5 empty] | 0 | #DIV/0! | 0 | 0 | 0 | 0 | 0 | 0 | 0 | 0 | 0 | 0 | 0 | 0 | 0 | 0 | 0 | 0 | 0
[6 empty] | 0 | 0 | 0 | 0 | 0 | 0 | 0 | 0 | 0 | 0 | 0 | [5 empty] | 0 | #DIV/0! | 0 | 0 | 0 | 0 | 0 | 0 | 0 | 0 | 0 | 0 | 0 | 0 | 0 | 0 | 0 | 0 | 0
[6 empty] | 0 | 0 | 0 | 0 | 0 | 0 | 0 | 0 | 0 | 0 | 0 | [5 empty] | 0 | #DIV/0! | 0 | 0 | 0 | 0 | 0 | 0 | 0 | 0 | 0 | 0 | 0 | 0 | 0 | 0 | 0 | 0 | 0
[22 empty] | 0 | #DIV/0! | 0 | 0 | 0 | 0 | 0 | 0 | 0 | 0 | 0 | 0 | 0 | 0 | 0 | 0 | 0 | 0 | 0
[22 empty] | 0 | #DIV/0! | 0 | 0 | 0 | 0 | 0 | 0 | 0 | 0 | 0 | 0 | 0 | 0 | 0 | 0 | 0 | 0 | 0
[24 empty] | 0 | 0 | 0 | 0 | 0 | 0 | 0 | 0 | 0 | 0 | 0 | 0 | 0 | 0 | 0 | 0 | 0
[24 empty] | 0 | 0 | 0 | 0 | 0 | 0 | 0 | 0 | 0 | 0 | 0 | 0 | 0 | 0 | 0 | 0 | 0
[5 empty] | Electricity savings | -428.6 | -428.6 | -428.6 | -428.6 | -428.6 | -428.6 | -428.6 | -428.6 | -428.6 | -428.6 | -428.6 | [6 empty] | #DIV/0! | TOTAL |  | 0 | -42.5238 | -42.5238 | -42.5238 | -42.5238 | -42.5238 | -42.5238 | -42.5238 | -42.5238 | -42.5238 | -42.5238 | -385.74 | -707.22 | 1784400 | 0
[24 empty] | FY Performance | 91.9 | 91.9 | 49.3762 | 49.3762 | 49.3762 | 49.3762 | 49.3762 | 49.3762 | 49.3762 | 49.3762 | 49.3762 | 49.3762
[24 empty] | Star Rating | 4.7821 | 4.7821 | 5.8284 | 5.8284 | 5.8284 | 5.8284 | 5.8284 | 5.8284 | 5.8284 | 5.8284 | 5.8284 | 5.8284
[6 empty] | 0 | 0 | 0 | 0 | 0 | 0 | 0 | 0 | 0 | 0 | 0
[6 empty] | 0 | 0 | 0 | 0 | 0 | 0 | 0 | 0 | 0 | 0 | 0
[6 empty] | -134.1 | -134.1 | -134.1 | -134.1 | -134.1 | -134.1 | -134.1 | -134.1 | -134.1 | -134.1 | -134.1
[6 empty] | -134.1 | -134.1 | -134.1 | -134.1 | -134.1 | -134.1 | -134.1 | -134.1 | -134.1 | -134.1 | -134.1
[6 empty] | -67 | -67 | -67 | -67 | -67 | -67 | -67 | -67 | -67 | -67 | -67
[6 empty] | -268.2 | -268.2 | -268.2 | -268.2 | -268.2 | -268.2 | -268.2 | -268.2 | -268.2 | -268.2 | -268.2 | [9 empty] | 1784400 | 0
[6 empty] | 0 | 0 | 0 | 0 | 0 | 0 | 0 | 0 | 0 | 0 | 0 | [9 empty] | 2408940 | 0
[6 empty] | 0 | 0 | 0 | 0 | 0 | 0 | 0 | 0 | 0 | 0 | 0
[6 empty] | 0 | 0 | 0 | 0 | 0 | 0 | 0 | 0 | 0 | 0 | 0
[6 empty] | 0 | 0 | 0 | 0 | 0 | 0 | 0 | 0 | 0 | 0 | 0
[6 empty] | -33.5 | -33.5 | -33.5 | -33.5 | -33.5 | -33.5 | -33.5 | -33.5 | -33.5 | -33.5 | -33.5
[6 empty] | -148.9 | -148.9 | -148.9 | -148.9 | -148.9 | -148.9 | -148.9 | -148.9 | -148.9 | -148.9 | -148.9
[6 empty] | 0 | 0 | 0 | 0 | 0 | 0 | 0 | 0 | 0 | 0 | 0
[6 empty] | 0 | 0 | 0 | 0 | 0 | 0 | 0 | 0 | 0 | 0 | 0
[6 empty] | 0 | 0 | 0 | 0 | 0 | 0 | 0 | 0 | 0 | 0 | 0
[6 empty] | 0 | 0 | 0 | 0 | 0 | 0 | 0 | 0 | 0 | 0 | 0
[6 empty] | 0 | 0 | 0 | 0 | 0 | 0 | 0 | 0 | 0 | 0 | 0
[6 empty] | 0 | 0 | 0 | 0 | 0 | 0 | 0 | 0 | 0 | 0 | 0
[6 empty] | 0 | 0 | 0 | 0 | 0 | 0 | 0 | 0 | 0 | 0 | 0
[6 empty] | 0 | 0 | 0 | 0 | 0 | 0 | 0 | 0 | 0 | 0 | 0
[6 empty] | 0 | 0 | 0 | 0 | 0 | 0 | 0 | 0 | 0 | 0 | 0
[6 empty] | 0 | 0 | 0 | 0 | 0 | 0 | 0 | 0 | 0 | 0 | 0
[6 empty] | 0 | 0 | 0 | 0 | 0 | 0 | 0 | 0 | 0 | 0 | 0
[6 empty] | 0 | 0 | 0 | 0 | 0 | 0 | 0 | 0 | 0 | 0 | 0
[6 empty] | 0 | 0 | 0 | 0 | 0 | 0 | 0 | 0 | 0 | 0 | 0
[6 empty] | 0 | 0 | 0 | 0 | 0 | 0 | 0 | 0 | 0 | 0 | 0
[6 empty] | 0 | 0 | 0 | 0 | 0 | 0 | 0 | 0 | 0 | 0 | 0
[6 empty] | 0 | 0 | 0 | 0 | 0 | 0 | 0 | 0 | 0 | 0 | 0
[6 empty] | 0 | 0 | 0 | 0 | 0 | 0 | 0 | 0 | 0 | 0 | 0
[6 empty] | 0 | 0 | 0 | 0 | 0 | 0 | 0 | 0 | 0 | 0 | 0
[6 empty] | 0 | 0 | 0 | 0 | 0 | 0 | 0 | 0 | 0 | 0 | 0
[6 empty] | 0 | 0 | 0 | 0 | 0 | 0 | 0 | 0 | 0 | 0 | 0
[6 empty] | 0 | 0 | 0 | 0 | 0 | 0 | 0 | 0 | 0 | 0 | 0
[6 empty] | 0 | 0 | 0 | 0 | 0 | 0 | 0 | 0 | 0 | 0 | 0
[6 empty] | 0 | 0 | 0 | 0 | 0 | 0 | 0 | 0 | 0 | 0 | 0
[6 empty] | 0 | 0 | 0 | 0 | 0 | 0 | 0 | 0 | 0 | 0 | 0
[6 empty] | 0 | 0 | 0 | 0 | 0 | 0 | 0 | 0 | 0 | 0 | 0
[6 empty] | 0 | 0 | 0 | 0 | 0 | 0 | 0 | 0 | 0 | 0 | 0
[6 empty] | 0 | 0 | 0 | 0 | 0 | 0 | 0 | 0 | 0 | 0 | 0
[6 empty] | 0 | 0 | 0 | 0 | 0 | 0 | 0 | 0 | 0 | 0 | 0
[6 empty] | 0 | 0 | 0 | 0 | 0 | 0 | 0 | 0 | 0 | 0 | 0
[6 empty] | 0 | 0 | 0 | 0 | 0 | 0 | 0 | 0 | 0 | 0 | 0
[6 empty] | 0 | 0 | 0 | 0 | 0 | 0 | 0 | 0 | 0 | 0 | 0
[6 empty] | 0 | 0 | 0 | 0 | 0 | 0 | 0 | 0 | 0 | 0 | 0
[6 empty] | 0 | 0 | 0 | 0 | 0 | 0 | 0 | 0 | 0 | 0 | 0
[6 empty] | 0 | 0 | 0 | 0 | 0 | 0 | 0 | 0 | 0 | 0 | 0
[5 empty] | Gas Savings | -785.8 | -785.8 | -785.8 | -785.8 | -785.8 | -785.8 | -785.8 | -785.8 | -785.8 | -785.8 | -785.8
[5 empty] | Current | 2024-06-30 | 2025-06-30 | 2026-06-30 | 2027-06-30 | 2028-06-30 | 2029-06-30 | 2030-06-30 | 2031-06-30 | 2032-06-30 | 2033-06-30 | 2034-06-30 | 2035-06-30
|  |  |  | NABERS | 4.7821 | 4.7821 | 5.8284 | 5.8284 | 5.8284 | 5.8284 | 5.8284 | 5.8284 | 5.8284 | 5.8284 | 5.8284 | 5.8284
Formulas:
Base = [Base, row above]+365

## 20B-NR
Energy and Carbon Roadmap
20 Bridge Street
Asset Qualifier
Energy Consumption
Scope | Emission Source | SOURCE | UNIT COST | Units | BASE | CURRENT | FY25 | FY26 | FY27 | FY28 | FY29 | FY30 | FY31 | FY32 | FY33 | Reduction
NSW3 | Electricity Consumption | Black | 0.087749 | MWh | 1538.549 | 1568.549 | 1568.549 | 1568.549 | 1543.549 | 1513.549 | 1513.549 | 1513.549 | 1123.549 | 1123.549 | 1123.549 | -26.97%
NSW3 | Annual Electricity Savings |  |  | MWh | 0 | 30 | 30 | 30 | 5 | -25 | -25 | -25 | -415 | -415 | -415 | -1225
Scope 1 | Gas Consumption |  | 21.0701 | GJ | 403.879 | 258.879 | 258.879 | 258.879 | 258.879 | 135.879 | 135.879 | 135.879 | 12.879 | 12.879 | 12.879 | -96.81%
Scope 1 | Annual Gas Savings |  |  | GJ | 0 | -145 | -145 | -145 | -145 | -268 | -268 | -268 | -391 | -391 | -391 | -2557
Emissions profile
Scope | Emission Source |  |  | Units | BASE | CURRENT | FY25 | FY26 | FY27 | FY28 | FY29 | FY30 | FY31 | FY32 | FY33 | Reduction
NSW3 | Electricity - Renewable |  |  | t.CO2-e | 1215.4537 | 581.9317 | 0 | 0 | 0 | 0 | 0 | 0 | 0 | 0 | 0 | 100%
Scope 1 | Gas |  |  | t.CO2-e | 20.8119 | 0 | 0 | 0 | 0 | 0 | 0 | 0 | 0 | 0 | 0 | 100%
Scope 3 | Water, waste and Utility scope 3 |  |  | t.CO2-e | 53.8363 | 0 | 0 | 0 | 0 | 0 | 0 | 0 | 0 | 0 | 0 | 100%
|  |  |  | t.CO2-e | 1290.1019 | 581.9317 | 0 | 0 | 0 | 0 | 0 | 0 | 0 | 0 | 0 | 100%
|  |  |  | kg.CO2-e/m2 | #DIV/0! | #DIV/0! | #DIV/0! | #DIV/0! | #DIV/0! | #DIV/0! | #DIV/0! | #DIV/0! | #DIV/0! | #DIV/0! | #DIV/0!
Net Zero Contribution
Scope | Emission Source |  |  | Units | BASE | CURRENT | FY25 | FY26 | FY27 | FY28 | FY29 | FY30 | FY31 | FY32 | FY33 | Reduction
Capital | Energy Efficiency |  |  | t.CO2-e | 0 | -22.26 | -21.9 | -19.86 | -3.12 | 13.675 | 11.5 | 9.575 | 134.875 | 119.52 | 109.56 | 331.565
NSW3 | Renewable Electricity |  |  | t.CO2-e | 0 | 581.9317 | 1145.0408 | 1038.3794 | 963.1746 | 827.9113 | 696.2325 | 579.6893 | 365.1534 | 323.5821 | 296.6169 | 6817.712
Scope 1 | Gas Offsets |  |  | t.CO2-e | 0 | 13.34 | 13.34 | 13.34 | 13.34 | 7.0018 | 7.0018 | 7.0018 | 0.66365 | 0.66365 | 0.66365 | 76.3566
Scope 1 | Electrification |  |  | t.CO2-e | 0 | 7.4719 | 7.4719 | 7.4719 | 7.4719 | 13.81 | 13.81 | 13.81 | 20.1482 | 20.1482 | 20.1482 | 131.7622
Scope 3 | Scope 3 Offsets |  |  | t.CO2-e | 0 | 49.2558 | 44.6753 | 40.0948 | 35.5143 | 30.9337 | 26.3532 | 21.7727 | 17.1922 | 12.6117 | 12.6117 | 291.0154
Scope 3 | Scope 3 |  |  | t.CO2-e | 53.8363 | 0 | 0 | 0 | 0 | 0 | 0 | 0 | 0 | 0 | 0 | 0
Scope 1 | Gas |  |  | t.CO2-e | 20.8119 | 0 | 0 | 0 | 0 | 0 | 0 | 0 | 0 | 0 | 0 | 0
NSW3 | Grid Electricity |  |  | t.CO2-e | 1215.4537 | 581.9317 | 0 | 0 | 0 | 0 | 0 | 0 | 0 | 0 | 0 | 581.9317
|  |  |  | t.CO2-e | 0 | 580.4836 | 1143.9527 | 1039.3313 | 980.8665 | 862.3982 | 728.5444 | 610.0762 | 520.8403 | 463.914 | 426.9888 | 7648.4113
Energy and Carbon Costs |  | NSW2
Scope | Emission Source |  |  |  | BASE | CURRENT | FY25 | FY26 | FY27 | FY28 | FY29 | FY30 | FY31 | FY32 | FY33 | TOTAL
BASELINE - Do nothing scenario
NSW2 | Electricity Consumption costs - do nothing scenario |  |  |  | 277500.97 | 175508.3121 | 181651.103 | 188008.8916 | 194589.2028 | 201399.8249 | 208448.8188 | 215744.5275 | 258893.4329 | 267954.7031 | 277333.1177 | 2169531.9345
Scope 1 | Gas Consumption costs- do nothing scenario |  |  |  | 11872.1 | 8765.0474 | 9027.9988 | 9298.8388 | 9577.804 | 9865.1381 | 10161.0922 | 10465.925 | 10779.9027 | 11103.2998 | 11436.3988 | 100481.4456
Scope 1 | Gas Offset Costs - ACCUs (Climate Active) | [5 empty] | 800.4021 | 800.4021 | 800.4021 | 800.4021 | 800.4021 | 800.4021 | 800.4021 | 800.4021 | 800.4021 | 7203.6188
Scope 3 | Scope 3 offsets (from FY24) | [5 empty] | 2680.5166 | 2405.6859 | 2130.8552 | 1856.0245 | 1581.1938 | 1306.3631 | 1031.5325 | 756.7018 | 756.7018 | 14505.5752
TOTAL COSTS |  |  |  | Total Cost | 289373.07 | 184273.3595 | 194160.0205 | 200513.8184 | 207098.2641 | 213921.3896 | 220991.5069 | 228317.2177 | 271505.2702 | 280615.1068 | 290326.6204 | 2291722.5741
|  |  |  | Cost/m2 | #DIV/0! | #DIV/0! | #DIV/0! | #DIV/0! | #DIV/0! | #DIV/0! | #DIV/0! | #DIV/0! | #DIV/0! | #DIV/0! | #DIV/0!
ENERGY AND CARBON ROADMAP - Implement NABERS Roadmap projects scenario
NSW3 | Electricity Consumption Costs |  |  |  | 277500.97 | 178930.5296 | 185193.0982 | 191674.8566 | 195221.5818 | 198127.2638 | 205061.718 | 212238.8782 | 189060.8994 | 195678.0309 | 202526.7619 | 1953713.6184
Scope 1 | Gas Consumption costs |  |  |  | 11872.1 | 5618.2339 | 5786.781 | 5960.3844 | 6139.1959 | 3318.977 | 3418.5463 | 3521.1027 | 343.7524 | 354.065 | 364.6869 | 34825.7253
Scope 1 | Gas Offset Costs - ACCUs (Climate Active) | [5 empty] | 800.4021 | 800.4021 | 800.4021 | 420.1107 | 420.1107 | 420.1107 | 39.8193 | 39.8193 | 39.8193 | 3780.9962
Scope 3 | Scope 3 offsets (from FY24) - ACCUs | [5 empty] | 2680.5166 | 2405.6859 | 2130.8552 | 1856.0245 | 1581.1938 | 1306.3631 | 1031.5325 | 756.7018 | 756.7018 | 14505.5752
TOTAL COSTS |  |  |  | Total Cost | 289373.07 | 184548.7636 | 194460.7978 | 200841.329 | 204292.035 | 203722.376 | 210481.5688 | 217486.4547 | 190476.0035 | 196828.6169 | 203687.9699 | 2006825.9152
|  |  |  | Cost/m2 | #DIV/0! | #DIV/0! | #DIV/0! | #DIV/0! | #DIV/0! | #DIV/0! | #DIV/0! | #DIV/0! | #DIV/0! | #DIV/0! | #DIV/0! | #DIV/0!
TOTAL SAVINGS |  |  |  | Savings | 0 | 275.4041 | 300.7773 | 327.5106 | -2806.2291 | -10199.0136 | -10509.9381 | -10830.763 | -81029.2667 | -83786.4899 | -86638.6505 | -284896.6589
|  |  |  | Cost/m2 | #DIV/0! | #DIV/0! | #DIV/0! | #DIV/0! | #DIV/0! | #DIV/0! | #DIV/0! | #DIV/0! | #DIV/0! | #DIV/0! | #DIV/0! | #DIV/0!
CAPITAL COSTS - NABERS Roadmap
| All Identified Projects |  |  | TOTAL COSTS ($) |  | 226200 | 0 | 221000 | 2151500 | 0 | 0 | 2489500 | 0 | 0 | 0 | 5088200
|  |  |  | TOTAL SAVINGS ($) | 0 | 275.4041 | 300.7773 | 327.5106 | -2806.2291 | -10199.0136 | -10509.9381 | -10830.763 | -81029.2667 | -83786.4899 | -86638.6505 | -284896.6589
NABERS Roadmap | [16 empty] | Notes and Summary Outcomes |  |  |  | ^ includes projects implemented in FY32
Current rating information |  | p2050 |  | Weighted Average | BASE | CURRENT | FY25 | FY26 | FY27 | FY28 | FY29 | FY30 | FY31 | FY32 | FY33 | TOTAL | ESG ROADMAP |  | ELECTRIFICATION PLAN |  | TENANT METERING
Last rating date |  | 2023-03-31 |  | 20 Bridge Street | 4.7257 | 4.7257 | 4.7003 | 4.7003 | 4.7308 | 4.7769 | 4.7769 | 4.7769 | 5.2622 | 5.2622 | 5.2622 | 0.53646 | Status | Complete | Status | Complete | Status | Not complete
State |  | NSW | [14 empty] | Total Cost | 0 | Total Cost | 0 | Collection process | Manual
NABERS Rating Type (Base/Whole) |  | Base |  | IOM | 5.2362 | 5.2411 | 5.2497 | 5.3201 | 5.3392 | 5.3755 | 5.3907 | 5.3929 | 5.4401 | 5.4606 | 5.493 | 0.25674 | Annual Savings | 33490.7235 | Progress by FY32 | 96.81% | NLA covered | 0%
Postcode |  | 2000 | [14 empty] | Est IRR | 0.8776% | Est. 100% completion | #NAME? | Cost for automation | 0
Rated Area |  | 17031.7 | [14 empty] | NABERS Improvement | 0.52025 |  |  | ETA 100% coverage | #NAME?
Rated Hours |  | 50 | [14 empty] | FY32 NABERS | 5.2622 |  |  | Tenant spec. data | 0%
Electricity Consumption (MWh) |  | 1538.549 | [14 empty] | FY33 NABERS^ | 5.2622
Gas Consumption (GJ) |  | 403.879 | [14 empty] | Total Electricity Reduction | -26.97%
NABERS Benchmark Factor |  | 78 | -21.09% | [13 empty] | Total Gas Reduction | -96.81%
| Current NABERS Energy Rating: | 4.7257
Identified Projects | [5 empty] | 2024-06-30 | 2025-06-30 | 2026-06-30 | 2027-06-30 | 2028-06-30 | 2029-06-30 | 2030-06-30 | 2031-06-30 | 2032-06-30 | 2033-06-30 | 2034-06-30 | Project Classifications
Job Number | Job Description | Predicted Reduction (MWh) | Predicted Reduction (GJ) | Estimated completion date | Total Expected Cost ($) | CURRENT | FY25 | FY26 | FY27 | FY28 | FY29 | FY30 | FY31 | FY32 | FY33 | FY34 | Efficiency | Electrification | GRESB | NABERS | Est IRR | Opex
| upgrade to F7 scope with bushfire & viruses | 0 |  | 2023-03-31 | 31200 | 31200 | 0 | 0 | 0 | 0 | 0 | 0 | 0 | 0 | 0 | 0 |  |  |  |  | 0%
| DHW - replace with unitary electric units | 30 | -145 | 2024-03-31 | 195000 | 195000 | 0 | 0 | 0 | 0 | 0 | 0 | 0 | 0 | 0 | 0 |  |  |  | 0.0062933 | 0.2168%
| Replace & upgrade fans | 0 |  | 2026-03-31 | 104000 | 0 | 0 | 104000 | 0 | 0 | 0 | 0 | 0 | 0 | 0 | 0 |  |  |  |  | 0%
| Replace & upgrade selected fans and PAC's | -25 |  | 2026-03-31 | 117000 | 0 | 0 | 117000 | 0 | 0 | 0 | 0 | 0 | 0 | 0 | 0 |  |  |  | 0.025372 | 1.875%
| Chiller - Replace or refurbish 3/5 pumps | -5 |  | 2027-03-31 | 97500 | 0 | 0 | 0 | 97500 | 0 | 0 | 0 | 0 | 0 | 0 | 0 |  |  |  | 0.0050744 | 0.45%
| Future Chiller - Add reverse cycle heat pump approx. 500 kW with remote flat condenser (to reduce gas consumption by 50+%) | 10 | -123 | 2027-03-31 | 572000 | 0 | 0 | 0 | 572000 | 0 | 0 | 0 | 0 | 0 | 0 | 0 |  |  |  | 0.021017 | 0.2997%
| CTs - Replace or refurbish | -15 |  | 2027-03-31 | 546000 | 0 | 0 | 0 | 546000 | 0 | 0 | 0 | 0 | 0 | 0 | 0 |  |  |  | 0.015223 | 0.2411%
| TCT - Replace or refurbish | -15 |  | 2027-03-31 | 546000 | 0 | 0 | 0 | 546000 | 0 | 0 | 0 | 0 | 0 | 0 | 0 |  |  |  | 0.015223 | 0.2411%
| Replace selected PAC's | -5 |  | 2027-03-31 | 390000 | 0 | 0 | 0 | 390000 | 0 | 0 | 0 | 0 | 0 | 0 | 0 |  |  |  | 0.0050744 | 0.1125%
| Main AHU Plant - Replace 25x units, new coils, new plug fans; replace existing return air fans | -180 | -123 | 2030-03-31 | 1690000 | 0 | 0 | 0 | 0 | 0 | 0 | 1690000 | 0 | 0 | 0 | 0 |  |  |  | 0.21384 | 1.088%
| Upgrade Mechanical SBs | 0 |  | 2030-03-31 | 52000 | 0 | 0 | 0 | 0 | 0 | 0 | 52000 | 0 | 0 | 0 | 0 |  |  |  |  | 0%
| Upgrade solar blinds | -80 |  | 2030-03-31 | 460000 | 0 | 0 | 0 | 0 | 0 | 0 | 460000 | 0 | 0 | 0 | 0 |  |  |  | 0.081191 | 1.526%
| Add PV array and battery pack | -130 |  | 2030-03-31 | 287500 | 0 | 0 | 0 | 0 | 0 | 0 | 287500 | 0 | 0 | 0 | 0 |  |  |  | 0.13194 | 3.968%
|  | -415 | -391 |  | 5088200 | 226200 | 0 | 221000 | 2151500 | 0 | 0 | 2489500 | 0 | 0 | 0 | 0 | 0 | 0 | 0 | 0.52025 | 0.8776% | 0
#NAME?
[42 empty] | 34.795 | 52.1925 | 69.59 | 84.92 | 100.25 | 115.57 | 130.9 | 146.23 | 161.56 | 176.89 | 192.21
[17 empty] | Current Rating: | 4.7257 | [24 empty] | 17.3975 | 17.3975 | 15.33 | 15.33 | 15.32 | 15.33 | 15.33 | 15.33 | 15.33 | 15.32
[17 empty] | Expected Rating at 31/3/2024: | 4.7257
[17 empty] | Expected Rating at 31/3/2025: | 4.7003
[17 empty] | Expected Rating at 31/3/2026: | 4.7003 | [7 empty] | 5.2622 | 0 | 0 | 0 | 0
[17 empty] | Expected Rating at 31/3/2027: | 4.7308
[17 empty] | Expected Rating at 31/3/2028: | 4.7769
[17 empty] | Expected Rating at 31/3/2029: | 4.7769
[17 empty] | Expected Rating at 31/3/2030: | 4.7769
[17 empty] | Expected Rating at 31/3/2031: | 5.2622
[17 empty] | Expected Rating at 31/3/2032: | 5.2622
[17 empty] | Expected Rating at 31/3/2033: | 5.2622
0.53646
[38 empty] | Stars | NSW (2000) | VIC (3000) | QLD (4000) | SA (5000) | WA (6000) |  | Stars | NSW (2000) | VIC (3000) | QLD (4000) | SA (5000) | WA (6000) |  | Stars | Intensity | Unit | base + diff |  | Base | Whole Building
[38 empty] | 6 | 34.795 | 42.145 | 35.585 | 20.915 | 26.98 |  | 6 | 64.76 | 69.5 | 59.815 | 33.69 | 44.87 |  | 6 | 34.795 | kg/m2 |  |  | 34.795 | 64.76
[25 empty] | PLEASE DO NOT CHANGE ANYTHING IN THE CELLS IN THIS SECTION OF THE CALCULATOR | [12 empty] | 5.5 | 52.1925 | 63.2175 | 53.3775 | 31.3725 | 40.47 |  | 5.5 | 97.14 | 104.25 | 89.7225 | 50.535 | 67.305 |  | 5.5 | 52.1925 | kg/m2 |  |  | 52.1925 | 97.14 |  |  | Elec (kg/MWh) | Gas (kG/GJ)
[37 empty] | Base Building | 5 | 69.59 | 84.29 | 71.17 | 41.83 | 53.96 | Whole Building | 5 | 129.52 | 139 | 119.63 | 67.38 | 89.74 |  | 5 | 69.59 | kg/m2 | 69.59 |  | 69.59 | 129.52 |  | ACT | 810 | 51.33 | 2000 |  |  |  |  | Economy Cycle | Identified only | All |  | NLA: | 17031.7 | m2 | Emissions/m2 | 74.3881
[19 empty] | 152 | Cost/MWh | [17 empty] | 4.5 | 84.92 | 101.75 | 80.29 | 51.46 | 62.39 |  | 4.5 | 158.69 | 166.57 | 142.47 | 84.06 | 105.77 |  | 4.5 | 84.92 | kg/m2 | 15.33 |  | 84.92 | 158.69 |  | NSW | 810 | 51.33 | 2000 |  | 20.0531 | El - converter | 76.7237 | BMS | Business case written | Summer |  | Current ABGR rating (w'out GP): | 4.7673 | stars | t.CO2 | 1266955.7991
[38 empty] | 4 | 100.25 | 120.31 | 89.42 | 61.1 | 70.83 |  | 4 | 187.86 | 194.15 | 165.3 | 100.73 | 121.79 |  | 4 | 100.25 | kg/m2 | 15.33 |  | 100.25 | 187.86 |  | QLD | 810 | 51.33 | 3000 |  | 316.4431 | Gas - converter | 1.2763 | HVAC | Approved to implement | Winter |  | ABGR Electricity intensity: | 76.7237 | kg/m2 | Electrical emissions | 1246224.69
[38 empty] | 3.5 | 115.57 | 138.88 | 98.54 | 70.74 | 79.26 |  | 3.5 | 217.04 | 221.73 | 188.13 | 117.41 | 137.82 |  | 3.5 | 115.57 | kg/m2 | 15.32 |  | 115.57 | 217.04 |  | SA | 770 | 51.33 | 4000 |  |  |  |  | Chillers | Rejected, do not persue | Shoulder |  | Current NABERS Water rating: |  | stars | Gas emissions | 20731.1091
[38 empty] | 3 | 130.9 | 157.45 | 107.66 | 80.38 | 87.69 |  | 3 | 246.21 | 249.31 | 210.96 | 134.09 | 153.85 |  | 3 | 130.9 | kg/m2 | 15.33 |  | 130.9 | 246.21 |  | VIC | 980 | 51.33 | 5000 |  | 0.152 |  |  | VSDs | Rejected but reconsider |  |  | Energy performance tracking | Consumption | Unit |  | 74.3881
[38 empty] | 2.5 | 146.23 | 176.01 | 116.79 | 90.02 | 96.12 |  | 2.5 | 275.38 | 276.89 | 233.79 | 150.77 | 169.87 |  | 2.5 | 146.23 | kg/m2 | 15.33 |  | 146.23 | 275.38 |  | WA | 680 | 51.33 | 6000 |  |  |  |  | Lighting replacement and controls | Complete |  |  | Current Electricity Consumption: | 1538.549 | MWh |  |  | 4.7257
[21 empty] | Average Electricity Price ($/kWh): | 0.152 | [15 empty] | 2 | 161.56 | 194.58 | 125.91 | 99.65 | 104.55 |  | 2 | 304.55 | 304.47 | 256.62 | 167.44 | 185.9 |  | 2 | 161.56 | kg/m2 | 15.33 |  | 161.56 | 304.55 | [9 empty] | Condensor water loop |  |  |  | Current Gas Consumption | 403.879 | GJ |  | 20731.1091
[38 empty] | 1.5 | 176.89 | 213.15 | 135.04 | 109.29 | 112.98 |  | 1.5 | 333.72 | 332.05 | 279.45 | 184.12 | 201.92 |  | 1.5 | 176.89 | kg/m2 | 15.33 |  | 176.89 | 333.72 | [9 empty] | CO/CO2 sensors |  |  |  | ABGR Gas Intensity | 1.2763
[21 empty] | Rating benefit calulator | [16 empty] | 1 | 192.21 | 231.71 | 144.16 | 118.93 | 121.42 |  | 1 | 362.89 | 359.62 | 302.28 | 200.8 | 217.95 |  | 1 | 192.21 | kg/m2 | 15.32 |  | 192.21 | 362.89 | [9 empty] | Submetering |  |  |  |  | 78
[39 empty] | NSW | VIC | QLD | SA | WA |  |  | NSW | VIC | QLD | SA | WA | [17 empty] | Cooling Tower
[6 empty] | 2024-06-30 | 2025-06-30 | 2026-06-30 | 2027-06-30 | 2028-06-30 | 2029-06-30 | 2030-06-30 | 2031-06-30 | 2032-06-30 | 2033-06-30 | 2034-06-30 | [5 empty] | Savings | Payback | + stars | kg/m2 | 2024-03-31 | 2025-03-31 | 2026-03-31 | 2027-03-31 | 2028-03-31 | 2029-03-31 | 2030-03-31 | 2031-03-31 | 2032-03-31 | 2033-03-31 | 2034-03-31 | full year saving for business case |  | capex | opex | [15 empty] | 84.92 | Stars | 69.59 | 15.33 | 15.33 | 15.32 | 15.33 | 15.33 | 15.33 | 15.33 | 15.32 |  |  |  |  | Lift | [7 empty] | Base | Whole Building
[6 empty] | 0 | 0 | 0 | 0 | 0 | 0 | 0 | 0 | 0 | 0 | 0 | [5 empty] | 0 | #DIV/0! | 0 | 0 | 0 | 0 | 0 | 0 | 0 | 0 | 0 | 0 | 0 | 0 | 0 | 0 | 0 | 0 | 0 | [15 empty] | 84.92 | Current | 78 | [12 empty] | Hot Water
[6 empty] | 30 | 30 | 30 | 30 | 30 | 30 | 30 | 30 | 30 | 30 | 30 | [5 empty] | 0 | #DIV/0! | 0 | 0 | 0 | 0 | 0 | 0 | 0 | 0 | 0 | 0 | 0 | 0 | 0 | 0 | 0 | 31200 | 0 | [15 empty] | 84.92 | 2025-03-31 | 78.7784 | [12 empty] | Renewables | [6 empty] | Stars | NSW | NSW | Stars | (to invert)
[6 empty] | 0 | 0 | 0 | 0 | 0 | 0 | 0 | 0 | 0 | 0 | 0 | [5 empty] | 4560 | -42.7632 | 0.067698 | 1.0378 | 0 | 1.0378 | 1.0378 | 1.0378 | 1.0378 | 1.0378 | 1.0378 | 1.0378 | 1.0378 | 1.0378 | 1.0378 | 30 | -145 | 195000 | 0 | [15 empty] | 84.92 | 2026-03-31 | 78.7784 | [12 empty] | Other | [6 empty] | 1 | 192.21 | 362.89 | 5 | 69.59 | 129.52
[6 empty] | 0 | 0 | 0 | -25 | -25 | -25 | -25 | -25 | -25 | -25 | -25 | [5 empty] | 0 | #DIV/0! | 0 | 0 | 0 | 0 | 0 | 0 | 0 | 0 | 0 | 0 | 0 | 0 | 0 | 0 | 0 | 104000 | 0 | [15 empty] | 84.92 | 2027-03-31 | 77.8433 | [19 empty] | 1.5 | 176.89 | 333.72 | 4.5 | 84.92 | 158.69
[6 empty] | 0 | 0 | 0 | 0 | -5 | -5 | -5 | -5 | -5 | -5 | -5 | [5 empty] | -3800 | 30.7895 | -0.081323 | -1.2467 | 0 | 0 | 0 | -1.2467 | -1.2467 | -1.2467 | -1.2467 | -1.2467 | -1.2467 | -1.2467 | -1.2467 | -25 | 0 | 117000 | 0 | [15 empty] | 84.92 | 2028-03-30 | 76.4298 | [19 empty] | 2 | 161.56 | 304.55 | 4 | 100.25 | 187.86
[6 empty] | 0 | 0 | 0 | 0 | 10 | 10 | 10 | 10 | 10 | 10 | 10 | [5 empty] | -760 | 128.2895 | -0.016265 | -0.24934 | 0 | 0 | 0 | 0 | -0.24934 | -0.24934 | -0.24934 | -0.24934 | -0.24934 | -0.24934 | -0.24934 | -5 | 0 | 97500 | 0 | [15 empty] | 84.92 | 2029-03-30 | 76.4298 | [19 empty] | 2.5 | 146.23 | 275.38 | 3.5 | 115.57 | 217.04
[6 empty] | 0 | 0 | 0 | 0 | -15 | -15 | -15 | -15 | -15 | -15 | -15 | [5 empty] | 1520 | -376.3158 | 0.0071742 | 0.10998 | 0 | 0 | 0 | 0 | 0.10998 | 0.10998 | 0.10998 | 0.10998 | 0.10998 | 0.10998 | 0.10998 | 10 | -123 | 572000 | 0 | [15 empty] | 84.92 | 2030-03-30 | 76.4298 | [19 empty] | 3 | 130.9 | 246.21 | 3 | 130.9 | 246.21
[6 empty] | 0 | 0 | 0 | 0 | -15 | -15 | -15 | -15 | -15 | -15 | -15 | [5 empty] | -2280 | 239.4737 | -0.048794 | -0.74801 | 0 | 0 | 0 | 0 | -0.74801 | -0.74801 | -0.74801 | -0.74801 | -0.74801 | -0.74801 | -0.74801 | -15 | 0 | 546000 | 0 | [15 empty] | 84.92 | 2031-03-30 | 61.552 | [19 empty] | 3.5 | 115.57 | 217.04 | 2.5 | 146.23 | 275.38
[6 empty] | 0 | 0 | 0 | 0 | -5 | -5 | -5 | -5 | -5 | -5 | -5 | [5 empty] | -2280 | 239.4737 | -0.048794 | -0.74801 | 0 | 0 | 0 | 0 | -0.74801 | -0.74801 | -0.74801 | -0.74801 | -0.74801 | -0.74801 | -0.74801 | -15 | 0 | 546000 | 0 | [15 empty] | 84.92 | 2032-03-29 | 61.552 | [19 empty] | 4 | 100.25 | 187.86 | 2 | 161.56 | 304.55
[6 empty] | 0 | 0 | 0 | 0 | 0 | 0 | 0 | -180 | -180 | -180 | -180 | [5 empty] | -760 | 513.1579 | -0.016265 | -0.24934 | 0 | 0 | 0 | 0 | -0.24934 | -0.24934 | -0.24934 | -0.24934 | -0.24934 | -0.24934 | -0.24934 | -5 | 0 | 390000 | 0 | [15 empty] | 84.92 | 2033-03-29 | 61.552 | [19 empty] | 4.5 | 84.92 | 158.69 | 1.5 | 176.89 | 333.72
[6 empty] | 0 | 0 | 0 | 0 | 0 | 0 | 0 | 0 | 0 | 0 | 0 | [5 empty] | -27360 | 61.769 | -0.61088 | -9.3649 | 0 | 0 | 0 | 0 | 0 | 0 | 0 | -9.3649 | -9.3649 | -9.3649 | -9.3649 | -180 | -123 | 1690000 | 0 | [37 empty] | 5 | 69.59 | 129.52 | 1 | 192.21 | 362.89
[6 empty] | 0 | 0 | 0 | 0 | 0 | 0 | 0 | -80 | -80 | -80 | -80 | [5 empty] | 0 | #DIV/0! | 0 | 0 | 0 | 0 | 0 | 0 | 0 | 0 | 0 | 0 | 0 | 0 | 0 | 0 | 0 | 52000 | 0
[6 empty] | 0 | 0 | 0 | 0 | 0 | 0 | 0 | -130 | -130 | -130 | -130 | [5 empty] | -12160 | 37.8289 | -0.26024 | -3.9894 | 0 | 0 | 0 | 0 | 0 | 0 | 0 | -3.9894 | -3.9894 | -3.9894 | -3.9894 | -80 | 0 | 460000 | 0
[6 empty] | 0 | 0 | 0 | 0 | 0 | 0 | 0 | 0 | 0 | 0 | 0 | [5 empty] | -19760 | 14.5496 | -0.42288 | -6.4828 | 0 | 0 | 0 | 0 | 0 | 0 | 0 | -6.4828 | -6.4828 | -6.4828 | -6.4828 | -130 | 0 | 287500 | 0
[6 empty] | 0 | 0 | 0 | 0 | 0 | 0 | 0 | 0 | 0 | 0 | 0 | [5 empty] | 0 | #DIV/0! | 0 | 0 | 0 | 0 | 0 | 0 | 0 | 0 | 0 | 0 | 0 | 0 | 0 | 0 | 0 | 0 | 0
[6 empty] | 0 | 0 | 0 | 0 | 0 | 0 | 0 | 0 | 0 | 0 | 0 | [5 empty] | 0 | #DIV/0! | 0 | 0 | 0 | 0 | 0 | 0 | 0 | 0 | 0 | 0 | 0 | 0 | 0 | 0 | 0 | 0 | 0
[6 empty] | 0 | 0 | 0 | 0 | 0 | 0 | 0 | 0 | 0 | 0 | 0 | [5 empty] | 0 | #DIV/0! | 0 | 0 | 0 | 0 | 0 | 0 | 0 | 0 | 0 | 0 | 0 | 0 | 0 | 0 | 0 | 0 | 0
[6 empty] | 0 | 0 | 0 | 0 | 0 | 0 | 0 | 0 | 0 | 0 | 0 | [5 empty] | 0 | #DIV/0! | 0 | 0 | 0 | 0 | 0 | 0 | 0 | 0 | 0 | 0 | 0 | 0 | 0 | 0 | 0 | 0 | 0
[6 empty] | 0 | 0 | 0 | 0 | 0 | 0 | 0 | 0 | 0 | 0 | 0 | [5 empty] | 0 | #DIV/0! | 0 | 0 | 0 | 0 | 0 | 0 | 0 | 0 | 0 | 0 | 0 | 0 | 0 | 0 | 0 | 0 | 0
[6 empty] | 0 | 0 | 0 | 0 | 0 | 0 | 0 | 0 | 0 | 0 | 0 | [5 empty] | 0 | #DIV/0! | 0 | 0 | 0 | 0 | 0 | 0 | 0 | 0 | 0 | 0 | 0 | 0 | 0 | 0 | 0 | 0 | 0
[6 empty] | 0 | 0 | 0 | 0 | 0 | 0 | 0 | 0 | 0 | 0 | 0 | [5 empty] | 0 | #DIV/0! | 0 | 0 | 0 | 0 | 0 | 0 | 0 | 0 | 0 | 0 | 0 | 0 | 0 | 0 | 0 | 0 | 0
[6 empty] | 0 | 0 | 0 | 0 | 0 | 0 | 0 | 0 | 0 | 0 | 0 | [5 empty] | 0 | #DIV/0! | 0 | 0 | 0 | 0 | 0 | 0 | 0 | 0 | 0 | 0 | 0 | 0 | 0 | 0 | 0 | 0 | 0
[6 empty] | 0 | 0 | 0 | 0 | 0 | 0 | 0 | 0 | 0 | 0 | 0 | [5 empty] | 0 | #DIV/0! | 0 | 0 | 0 | 0 | 0 | 0 | 0 | 0 | 0 | 0 | 0 | 0 | 0 | 0 | 0 | 0 | 0
[6 empty] | 0 | 0 | 0 | 0 | 0 | 0 | 0 | 0 | 0 | 0 | 0 | [5 empty] | 0 | #DIV/0! | 0 | 0 | 0 | 0 | 0 | 0 | 0 | 0 | 0 | 0 | 0 | 0 | 0 | 0 | 0 | 0 | 0
[6 empty] | 0 | 0 | 0 | 0 | 0 | 0 | 0 | 0 | 0 | 0 | 0 | [5 empty] | 0 | #DIV/0! | 0 | 0 | 0 | 0 | 0 | 0 | 0 | 0 | 0 | 0 | 0 | 0 | 0 | 0 | 0 | 0 | 0
[6 empty] | 0 | 0 | 0 | 0 | 0 | 0 | 0 | 0 | 0 | 0 | 0 | [5 empty] | 0 | #DIV/0! | 0 | 0 | 0 | 0 | 0 | 0 | 0 | 0 | 0 | 0 | 0 | 0 | 0 | 0 | 0 | 0 | 0
[6 empty] | 0 | 0 | 0 | 0 | 0 | 0 | 0 | 0 | 0 | 0 | 0 | [5 empty] | 0 | #DIV/0! | 0 | 0 | 0 | 0 | 0 | 0 | 0 | 0 | 0 | 0 | 0 | 0 | 0 | 0 | 0 | 0 | 0
[6 empty] | 0 | 0 | 0 | 0 | 0 | 0 | 0 | 0 | 0 | 0 | 0 | [5 empty] | 0 | #DIV/0! | 0 | 0 | 0 | 0 | 0 | 0 | 0 | 0 | 0 | 0 | 0 | 0 | 0 | 0 | 0 | 0 | 0
[6 empty] | 0 | 0 | 0 | 0 | 0 | 0 | 0 | 0 | 0 | 0 | 0 | [5 empty] | 0 | #DIV/0! | 0 | 0 | 0 | 0 | 0 | 0 | 0 | 0 | 0 | 0 | 0 | 0 | 0 | 0 | 0 | 0 | 0
[6 empty] | 0 | 0 | 0 | 0 | 0 | 0 | 0 | 0 | 0 | 0 | 0 | [5 empty] | 0 | #DIV/0! | 0 | 0 | 0 | 0 | 0 | 0 | 0 | 0 | 0 | 0 | 0 | 0 | 0 | 0 | 0 | 0 | 0
[6 empty] | 0 | 0 | 0 | 0 | 0 | 0 | 0 | 0 | 0 | 0 | 0 | [5 empty] | 0 | #DIV/0! | 0 | 0 | 0 | 0 | 0 | 0 | 0 | 0 | 0 | 0 | 0 | 0 | 0 | 0 | 0 | 0 | 0
[6 empty] | 0 | 0 | 0 | 0 | 0 | 0 | 0 | 0 | 0 | 0 | 0 | [5 empty] | 0 | #DIV/0! | 0 | 0 | 0 | 0 | 0 | 0 | 0 | 0 | 0 | 0 | 0 | 0 | 0 | 0 | 0 | 0 | 0
[6 empty] | 0 | 0 | 0 | 0 | 0 | 0 | 0 | 0 | 0 | 0 | 0 | [5 empty] | 0 | #DIV/0! | 0 | 0 | 0 | 0 | 0 | 0 | 0 | 0 | 0 | 0 | 0 | 0 | 0 | 0 | 0 | 0 | 0
[6 empty] | 0 | 0 | 0 | 0 | 0 | 0 | 0 | 0 | 0 | 0 | 0 | [5 empty] | 0 | #DIV/0! | 0 | 0 | 0 | 0 | 0 | 0 | 0 | 0 | 0 | 0 | 0 | 0 | 0 | 0 | 0 | 0 | 0
[6 empty] | 0 | 0 | 0 | 0 | 0 | 0 | 0 | 0 | 0 | 0 | 0 | [5 empty] | 0 | #DIV/0! | 0 | 0 | 0 | 0 | 0 | 0 | 0 | 0 | 0 | 0 | 0 | 0 | 0 | 0 | 0 | 0 | 0
[6 empty] | 0 | 0 | 0 | 0 | 0 | 0 | 0 | 0 | 0 | 0 | 0 | [5 empty] | 0 | #DIV/0! | 0 | 0 | 0 | 0 | 0 | 0 | 0 | 0 | 0 | 0 | 0 | 0 | 0 | 0 | 0 | 0 | 0
[6 empty] | 0 | 0 | 0 | 0 | 0 | 0 | 0 | 0 | 0 | 0 | 0 | [5 empty] | 0 | #DIV/0! | 0 | 0 | 0 | 0 | 0 | 0 | 0 | 0 | 0 | 0 | 0 | 0 | 0 | 0 | 0 | 0 | 0
[6 empty] | 0 | 0 | 0 | 0 | 0 | 0 | 0 | 0 | 0 | 0 | 0 | [5 empty] | 0 | #DIV/0! | 0 | 0 | 0 | 0 | 0 | 0 | 0 | 0 | 0 | 0 | 0 | 0 | 0 | 0 | 0 | 0 | 0
[6 empty] | 0 | 0 | 0 | 0 | 0 | 0 | 0 | 0 | 0 | 0 | 0 | [5 empty] | 0 | #DIV/0! | 0 | 0 | 0 | 0 | 0 | 0 | 0 | 0 | 0 | 0 | 0 | 0 | 0 | 0 | 0 | 0 | 0
[6 empty] | 0 | 0 | 0 | 0 | 0 | 0 | 0 | 0 | 0 | 0 | 0 | [5 empty] | 0 | #DIV/0! | 0 | 0 | 0 | 0 | 0 | 0 | 0 | 0 | 0 | 0 | 0 | 0 | 0 | 0 | 0 | 0 | 0
[6 empty] | 0 | 0 | 0 | 0 | 0 | 0 | 0 | 0 | 0 | 0 | 0 | [5 empty] | 0 | #DIV/0! | 0 | 0 | 0 | 0 | 0 | 0 | 0 | 0 | 0 | 0 | 0 | 0 | 0 | 0 | 0 | 0 | 0
[6 empty] | 0 | 0 | 0 | 0 | 0 | 0 | 0 | 0 | 0 | 0 | 0 | [5 empty] | 0 | #DIV/0! | 0 | 0 | 0 | 0 | 0 | 0 | 0 | 0 | 0 | 0 | 0 | 0 | 0 | 0 | 0 | 0 | 0
[6 empty] | 0 | 0 | 0 | 0 | 0 | 0 | 0 | 0 | 0 | 0 | 0 | [5 empty] | 0 | #DIV/0! | 0 | 0 | 0 | 0 | 0 | 0 | 0 | 0 | 0 | 0 | 0 | 0 | 0 | 0 | 0 | 0 | 0
[22 empty] | 0 | #DIV/0! | 0 | 0 | 0 | 0 | 0 | 0 | 0 | 0 | 0 | 0 | 0 | 0 | 0 | 0 | 0 | 0 | 0
[22 empty] | 0 | #DIV/0! | 0 | 0 | 0 | 0 | 0 | 0 | 0 | 0 | 0 | 0 | 0 | 0 | 0 | 0 | 0 | 0 | 0
[24 empty] | 0 | 0 | 0 | 0 | 0 | 0 | 0 | 0 | 0 | 0 | 0 | 0 | 0 | 0 | 0 | 0 | 0
[24 empty] | 0 | 0 | 0 | 0 | 0 | 0 | 0 | 0 | 0 | 0 | 0 | 0 | 0 | 0 | 0 | 0 | 0
[5 empty] | Electricity savings | 30 | 30 | 30 | 5 | -25 | -25 | -25 | -415 | -415 | -415 | -415 | [6 empty] | #DIV/0! | TOTAL |  | 0 | 0.77836 | 0.77836 | -0.15666 | -1.5702 | -1.5702 | -1.5702 | -16.448 | -16.448 | -16.448 | -16.448 | -311.25 | -293.25 | 5088200 | 0
[24 empty] | FY Performance | 78 | 78 | 78.7784 | 78.7784 | 77.8433 | 76.4298 | 76.4298 | 76.4298 | 61.552 | 61.552 | 61.552 | 61.552
[24 empty] | Star Rating | 4.7257 | 4.7257 | 4.7003 | 4.7003 | 4.7308 | 4.7769 | 4.7769 | 4.7769 | 5.2622 | 5.2622 | 5.2622 | 5.2622
[6 empty] | 0 | 0 | 0 | 0 | 0 | 0 | 0 | 0 | 0 | 0 | 0
[6 empty] | -145 | -145 | -145 | -145 | -145 | -145 | -145 | -145 | -145 | -145 | -145
[6 empty] | 0 | 0 | 0 | 0 | 0 | 0 | 0 | 0 | 0 | 0 | 0
[6 empty] | 0 | 0 | 0 | 0 | 0 | 0 | 0 | 0 | 0 | 0 | 0
[6 empty] | 0 | 0 | 0 | 0 | 0 | 0 | 0 | 0 | 0 | 0 | 0
[6 empty] | 0 | 0 | 0 | 0 | -123 | -123 | -123 | -123 | -123 | -123 | -123
[6 empty] | 0 | 0 | 0 | 0 | 0 | 0 | 0 | 0 | 0 | 0 | 0
[6 empty] | 0 | 0 | 0 | 0 | 0 | 0 | 0 | 0 | 0 | 0 | 0
[6 empty] | 0 | 0 | 0 | 0 | 0 | 0 | 0 | 0 | 0 | 0 | 0
[6 empty] | 0 | 0 | 0 | 0 | 0 | 0 | 0 | -123 | -123 | -123 | -123
[6 empty] | 0 | 0 | 0 | 0 | 0 | 0 | 0 | 0 | 0 | 0 | 0
[6 empty] | 0 | 0 | 0 | 0 | 0 | 0 | 0 | 0 | 0 | 0 | 0
[6 empty] | 0 | 0 | 0 | 0 | 0 | 0 | 0 | 0 | 0 | 0 | 0
[6 empty] | 0 | 0 | 0 | 0 | 0 | 0 | 0 | 0 | 0 | 0 | 0
[6 empty] | 0 | 0 | 0 | 0 | 0 | 0 | 0 | 0 | 0 | 0 | 0
[6 empty] | 0 | 0 | 0 | 0 | 0 | 0 | 0 | 0 | 0 | 0 | 0
[6 empty] | 0 | 0 | 0 | 0 | 0 | 0 | 0 | 0 | 0 | 0 | 0
[6 empty] | 0 | 0 | 0 | 0 | 0 | 0 | 0 | 0 | 0 | 0 | 0
[6 empty] | 0 | 0 | 0 | 0 | 0 | 0 | 0 | 0 | 0 | 0 | 0
[6 empty] | 0 | 0 | 0 | 0 | 0 | 0 | 0 | 0 | 0 | 0 | 0
[6 empty] | 0 | 0 | 0 | 0 | 0 | 0 | 0 | 0 | 0 | 0 | 0
[6 empty] | 0 | 0 | 0 | 0 | 0 | 0 | 0 | 0 | 0 | 0 | 0
[6 empty] | 0 | 0 | 0 | 0 | 0 | 0 | 0 | 0 | 0 | 0 | 0
[6 empty] | 0 | 0 | 0 | 0 | 0 | 0 | 0 | 0 | 0 | 0 | 0
[6 empty] | 0 | 0 | 0 | 0 | 0 | 0 | 0 | 0 | 0 | 0 | 0
[6 empty] | 0 | 0 | 0 | 0 | 0 | 0 | 0 | 0 | 0 | 0 | 0
[6 empty] | 0 | 0 | 0 | 0 | 0 | 0 | 0 | 0 | 0 | 0 | 0
[6 empty] | 0 | 0 | 0 | 0 | 0 | 0 | 0 | 0 | 0 | 0 | 0
[6 empty] | 0 | 0 | 0 | 0 | 0 | 0 | 0 | 0 | 0 | 0 | 0
[6 empty] | 0 | 0 | 0 | 0 | 0 | 0 | 0 | 0 | 0 | 0 | 0
[6 empty] | 0 | 0 | 0 | 0 | 0 | 0 | 0 | 0 | 0 | 0 | 0
[6 empty] | 0 | 0 | 0 | 0 | 0 | 0 | 0 | 0 | 0 | 0 | 0
[6 empty] | 0 | 0 | 0 | 0 | 0 | 0 | 0 | 0 | 0 | 0 | 0
[6 empty] | 0 | 0 | 0 | 0 | 0 | 0 | 0 | 0 | 0 | 0 | 0
[6 empty] | 0 | 0 | 0 | 0 | 0 | 0 | 0 | 0 | 0 | 0 | 0
[6 empty] | 0 | 0 | 0 | 0 | 0 | 0 | 0 | 0 | 0 | 0 | 0
[6 empty] | 0 | 0 | 0 | 0 | 0 | 0 | 0 | 0 | 0 | 0 | 0
[6 empty] | 0 | 0 | 0 | 0 | 0 | 0 | 0 | 0 | 0 | 0 | 0
[6 empty] | 0 | 0 | 0 | 0 | 0 | 0 | 0 | 0 | 0 | 0 | 0
[6 empty] | 0 | 0 | 0 | 0 | 0 | 0 | 0 | 0 | 0 | 0 | 0
[6 empty] | 0 | 0 | 0 | 0 | 0 | 0 | 0 | 0 | 0 | 0 | 0
[6 empty] | 0 | 0 | 0 | 0 | 0 | 0 | 0 | 0 | 0 | 0 | 0
[6 empty] | 0 | 0 | 0 | 0 | 0 | 0 | 0 | 0 | 0 | 0 | 0
[6 empty] | 0 | 0 | 0 | 0 | 0 | 0 | 0 | 0 | 0 | 0 | 0
[6 empty] | 0 | 0 | 0 | 0 | 0 | 0 | 0 | 0 | 0 | 0 | 0
[6 empty] | 0 | 0 | 0 | 0 | 0 | 0 | 0 | 0 | 0 | 0 | 0
[5 empty] | Gas Savings | -145 | -145 | -145 | -145 | -268 | -268 | -268 | -391 | -391 | -391 | -391 | 0
[5 empty] | Current | 2024-06-30 | 2025-06-30 | 2026-06-30 | 2027-06-30 | 2028-06-30 | 2029-06-30 | 2030-06-30 | 2031-06-30 | 2032-06-30 | 2033-06-30 | 2034-06-30
|  |  |  | NABERS | 4.7257 | 4.7257 | 4.7003 | 4.7003 | 4.7308 | 4.7769 | 4.7769 | 4.7769 | 5.2622 | 5.2622 | 5.2622 | 5.2622
Formulas:
Base = [Base, row above]+365
Note on D70: [Threaded comment] Your version of Excel allows you to read this threaded comment; however, any edits to it will get removed if the file is opened in a newer version of Excel. Learn more: https://go.microsoft.com/fwlink/?linkid=870924 Comment: Scaled down to meet NABERS gas consumption
Note on C79: [Threaded comment] Your version of Excel allows you to read this threaded comment; however, any edits to it will get removed if the file is opened in a newer version of Excel. Learn more: https://go.microsoft.com/fwlink/?linkid=870924 Comment: Remove. Should be 0

## 105M-NR
Energy and Carbon Roadmap
388 George Street
Asset Qualifier
Energy Consumption
Scope | Emission Source | SOURCE | UNIT COST | Units | BASE | CURRENT | FY25 | FY26 | FY27 | FY28 | FY29 | FY30 | FY31 | FY32 | FY33 | Reduction
NSW3 | Electricity Consumption | Renewables | 0.083475 | MWh | 2372.889 | 2372.889 | 2372.889 | 2372.889 | 2372.889 | 2372.889 | 2372.889 | 2372.889 | 2372.889 | 2372.889 | 2372.889 | 0%
NSW3 | Annual Electricity Savings |  |  | MWh | 0 | 0 | 0 | 0 | 0 | 0 | 0 | 0 | 0 | 0 | 0 | 0
Scope 1 | Gas Consumption |  | 21.9606 | GJ | 3817 | 3817 | 3817 | 3817 | 3817 | 3817 | 3817 | 3817 | 3817 | 3817 | 3817 | 0%
Scope 1 | Annual Gas Savings |  |  | GJ | 0 | 0 | 0 | 0 | 0 | 0 | 0 | 0 | 0 | 0 | 0 | 0
Emissions profile
Scope | Emission Source |  |  | Units | BASE | CURRENT | FY25 | FY26 | FY27 | FY28 | FY29 | FY30 | FY31 | FY32 | FY33 | Reduction
NSW3 | Electricity - Renewable |  |  | t.CO2-e | 1874.5823 | 880.3418 | 0 | 0 | 0 | 0 | 0 | 0 | 0 | 0 | 0 | 100%
Scope 1 | Gas |  |  | t.CO2-e | 196.69 | 0 | 0 | 0 | 0 | 0 | 0 | 0 | 0 | 0 | 0 | 100%
Scope 3 | Water, waste and Utility scope 3 |  |  | t.CO2-e | 86.7919 | 0 | 0 | 0 | 0 | 0 | 0 | 0 | 0 | 0 | 0 | 100%
|  |  |  | t.CO2-e | 2158.0642 | 880.3418 | 0 | 0 | 0 | 0 | 0 | 0 | 0 | 0 | 0 | 100%
|  |  |  | kg.CO2-e/m2 | 52.3129 | 21.3401 | 0 | 0 | 0 | 0 | 0 | 0 | 0 | 0 | 0
Net Zero Contribution
Scope | Emission Source |  |  | Units | BASE | CURRENT | FY25 | FY26 | FY27 | FY28 | FY29 | FY30 | FY31 | FY32 | FY33 | Reduction
Capital | Energy Efficiency |  |  | t.CO2-e | 0 | 0 | 0 | 0 | 0 | 0 | 0 | 0 | 0 | 0 | 0 | 0
NSW3 | Renewable Electricity |  |  | t.CO2-e | 0 | 880.3418 | 1732.209 | 1570.8525 | 1480.6827 | 1297.9703 | 1091.5289 | 908.8165 | 771.1889 | 683.392 | 626.4427 | 11043.4254
Scope 1 | Gas Offsets |  |  | t.CO2-e | 0 | 196.69 | 196.69 | 196.69 | 196.69 | 196.69 | 196.69 | 196.69 | 196.69 | 196.69 | 196.69 | 1966.9001
Scope 1 | Electrification |  |  | t.CO2-e | 0 | 0 | 0 | 0 | 0 | 0 | 0 | 0 | 0 | 0 | 0 | 0
Scope 3 | Scope 3 Offsets |  |  | t.CO2-e | 0 | 79.6056 | 72.4193 | 65.233 | 58.0467 | 50.8604 | 43.674 | 36.4877 | 29.3014 | 22.1151 | 22.1151 | 479.8584
Scope 3 | Scope 3 |  |  | t.CO2-e | 86.7919 | 0 | 0 | 0 | 0 | 0 | 0 | 0 | 0 | 0 | 0 | 0
Scope 1 | Gas |  |  | t.CO2-e | 196.69 | 0 | 0 | 0 | 0 | 0 | 0 | 0 | 0 | 0 | 0 | 0
NSW3 | Grid Electricity |  |  | t.CO2-e | 1874.5823 | 880.3418 | 0 | 0 | 0 | 0 | 0 | 0 | 0 | 0 | 0 | 880.3418
|  |  |  | t.CO2-e | 0 | 1077.0318 | 1928.899 | 1767.5425 | 1677.3727 | 1494.6603 | 1288.219 | 1105.5065 | 967.8789 | 880.082 | 823.1327 | 13490.1839
Energy and Carbon Costs |  | NSW2
Scope | Emission Source |  |  |  | BASE | CURRENT | FY25 | FY26 | FY27 | FY28 | FY29 | FY30 | FY31 | FY32 | FY33 | TOTAL
BASELINE - Do nothing scenario
NSW2 | Electricity Consumption costs - do nothing scenario |  |  |  | 432699.87 | 257500.194 | 266512.7008 | 275840.6454 | 285495.0679 | 295487.3953 | 305829.4542 | 316533.4851 | 379840.1821 | 393134.5884 | 406894.299 | 3183068.0123
Scope 1 | Gas Consumption costs- do nothing scenario |  |  |  | 64459.1948 | 86338.2976 | 88928.4465 | 91596.2999 | 94344.1889 | 97174.5146 | 100089.75 | 103092.4425 | 106185.2158 | 109370.7723 | 112651.8954 | 989771.8234
Scope 1 | Gas Offset Costs - ACCUs (Climate Active) | [5 empty] | 11801.4006 | 11801.4006 | 11801.4006 | 11801.4006 | 11801.4006 | 11801.4006 | 11801.4006 | 11801.4006 | 11801.4006 | 106212.6054
Scope 3 | Scope 3 offsets (from FY24) | [5 empty] | 4345.1581 | 3913.9792 | 3482.8004 | 3051.6216 | 2620.4428 | 2189.264 | 1758.0852 | 1326.9064 | 1326.9064 | 24015.1642
TOTAL COSTS |  |  |  | Total Cost | 497159.0648 | 343838.4916 | 371587.706 | 383152.3251 | 395123.4579 | 407514.9321 | 420341.0476 | 433616.5922 | 499584.8837 | 515633.6677 | 532674.5015 | 4303067.6053
|  |  |  | Cost/m2 | 12.0515 | 8.3349 | 9.0075 | 9.2879 | 9.5781 | 9.8784 | 10.1893 | 10.5112 | 12.1103 | 12.4993 | 12.9124
ENERGY AND CARBON ROADMAP - Implement NABERS Roadmap projects scenario
NSW3 | Electricity Consumption Costs |  |  |  | 432699.87 | 257500.194 | 266512.7008 | 275840.6454 | 285495.0679 | 295487.3953 | 305829.4542 | 316533.4851 | 379840.1821 | 393134.5884 | 406894.299 | 3183068.0123
Scope 1 | Gas Consumption costs |  |  |  | 64459.1948 | 86338.2976 | 88928.4465 | 91596.2999 | 94344.1889 | 97174.5146 | 100089.75 | 103092.4425 | 106185.2158 | 109370.7723 | 112651.8954 | 989771.8234
Scope 1 | Gas Offset Costs - ACCUs (Climate Active) | [5 empty] | 11801.4006 | 11801.4006 | 11801.4006 | 11801.4006 | 11801.4006 | 11801.4006 | 11801.4006 | 11801.4006 | 11801.4006 | 106212.6054
Scope 3 | Scope 3 offsets (from FY24) - ACCUs | [5 empty] | 4345.1581 | 3913.9792 | 3482.8004 | 3051.6216 | 2620.4428 | 2189.264 | 1758.0852 | 1326.9064 | 1326.9064 | 24015.1642
TOTAL COSTS |  |  |  | Total Cost | 497159.0648 | 343838.4916 | 371587.706 | 383152.3251 | 395123.4579 | 407514.9321 | 420341.0476 | 433616.5922 | 499584.8837 | 515633.6677 | 532674.5015 | 4303067.6053
|  |  |  | Cost/m2 | 12.0515 | 8.3349 | 9.0075 | 9.2879 | 9.5781 | 9.8784 | 10.1893 | 10.5112 | 12.1103 | 12.4993 | 12.9124 | 104.3092
TOTAL SAVINGS |  |  |  | Savings | 0 | 0 | 0 | 0 | 0 | 0 | 0 | 0 | 0 | 0 | 0 | 0
|  |  |  | Cost/m2 | 0 | 0 | 0 | 0 | 0 | 0 | 0 | 0 | 0 | 0 | 0 | 0
CAPITAL COSTS - NABERS Roadmap
| All Identified Projects |  |  | TOTAL COSTS ($) |  | 0 | 0 | 0 | 0 | 0 | 0 | 0 | 0 | 0 | 0 | 0
|  |  |  | TOTAL SAVINGS ($) | 0 | 0 | 0 | 0 | 0 | 0 | 0 | 0 | 0 | 0 | 0 | 0
NABERS Roadmap | [16 empty] | Notes and Summary Outcomes |  |  |  | ^ includes projects implemented in FY32
Current rating information |  |  |  | Weighted Average | BASE | CURRENT | FY25 | FY26 | FY27 | FY28 | FY29 | FY30 | FY31 | FY32 | FY33 | TOTAL | ESG ROADMAP |  | ELECTRIFICATION PLAN |  | TENANT METERING
Last rating date |  | 2023-03-31 |  | 388 George Street | 5.8447 | 5.8447 | 5.8447 | 5.8447 | 5.8447 | 5.8447 | 5.8447 | 5.8447 | 5.8447 | 5.8447 | 5.8447 | 0 | Status | Not required | Status | not required | Status | #NAME?
State |  | NSW | [14 empty] | Total Cost | 0 | Total Cost | 0 | Collection process
NABERS Rating Type (Base/Whole) |  | Base | [14 empty] | Annual Savings | 0 | Progress by FY32 | 0% | NLA covered | not required
Postcode |  | 2000 |  | IGO | 5.3773 | 5.3897 | 5.3989 | 5.4212 | 5.4718 | 5.4937 | 5.5097 | 5.5139 | 5.5352 | 5.5352 | 5.5316 | 0.14186 | Est IRR |  | Est. 100% completion | #NAME? | Cost for automation | 0
Rated Area |  | 21820 | [14 empty] | NABERS Improvement | #DIV/0! |  |  | ETA 100% coverage | #NAME?
Rated Hours |  | 55 | [14 empty] | FY32 NABERS | 5.8447 |  |  | Tenant spec. data | not required
Electricity Consumption (MWh) |  | 924.715 | [14 empty] | FY33 NABERS^ | 5.8447
Gas Consumption (GJ) |  | 2394.261 | [14 empty] | Total Electricity Reduction | 0%
NABERS Benchmark Factor |  | 40.2 | 0% | [13 empty] | Total Gas Reduction | 0%
| Current NABERS Energy Rating: | 5.8447
Identified Projects | [5 empty] | 2024-06-30 | 2025-06-30 | 2026-06-30 | 2027-06-30 | 2028-06-30 | 2029-06-30 | 2030-06-30 | 2031-06-30 | 2032-06-30 | 2033-06-30 | 2034-06-30 | Project Classifications
Job Number | Job Description | Predicted Reduction (MWh) | Predicted Reduction (MJ) | Estimated completion date | Total Expected Cost ($) | CURRENT | FY25 | FY26 | FY27 | FY28 | FY29 | FY30 | FY31 | FY32 | FY33 | FY34 | Efficiency | Electrification | GRESB | NABERS | Est IRR | Opex | Life-cycle
[6 empty] | 0 | 0 | 0 | 0 | 0 | 0 | 0 | 0 | 0 | 0 | 0 |  |  |  | #DIV/0!
[6 empty] | 0 | 0 | 0 | 0 | 0 | 0 | 0 | 0 | 0 | 0 | 0 |  |  |  | #DIV/0!
[6 empty] | 0 | 0 | 0 | 0 | 0 | 0 | 0 | 0 | 0 | 0 | 0 |  |  |  | #DIV/0!
[6 empty] | 0 | 0 | 0 | 0 | 0 | 0 | 0 | 0 | 0 | 0 | 0 |  |  |  | #DIV/0!
[6 empty] | 0 | 0 | 0 | 0 | 0 | 0 | 0 | 0 | 0 | 0 | 0 |  |  |  | #DIV/0!
[6 empty] | 0 | 0 | 0 | 0 | 0 | 0 | 0 | 0 | 0 | 0 | 0 |  |  |  | #DIV/0!
[6 empty] | 0 | 0 | 0 | 0 | 0 | 0 | 0 | 0 | 0 | 0 | 0 |  |  |  | #DIV/0!
[6 empty] | 0 | 0 | 0 | 0 | 0 | 0 | 0 | 0 | 0 | 0 | 0 |  |  |  | #DIV/0!
[6 empty] | 0 | 0 | 0 | 0 | 0 | 0 | 0 | 0 | 0 | 0 | 0 |  |  |  | #DIV/0!
#DIV/0!
#DIV/0!
#DIV/0!
#DIV/0!
#DIV/0!
#DIV/0!
#DIV/0!
#DIV/0!
#DIV/0!
#DIV/0!
#DIV/0!
#DIV/0!
|  | 0 | 0 |  | 0 | 0 | 0 | 0 | 0 | 0 | 0 | 0 | 0 | 0 | 0 | 0 | 0 | 0 | 0 | #DIV/0! |  | 0 | 0
#NAME?
[17 empty] | MWh saved in FY13 | 0
[17 empty] | Current Rating: | 5.9586
[17 empty] | Expected Rating at 31/3/2024: | 5.8447
[17 empty] | Expected Rating at 31/3/2025: | 5.8447
[17 empty] | Expected Rating at 31/3/2026: | 5.8447 | [7 empty] | 5.8447 | 0 | 0 | 0 | 0
[17 empty] | Expected Rating at 31/3/2027: | 5.8447
[17 empty] | Expected Rating at 31/3/2028: | 5.8447
[17 empty] | Expected Rating at 31/3/2029: | 5.8447
[17 empty] | Expected Rating at 31/3/2030: | 5.8447
[17 empty] | Expected Rating at 31/3/2031: | 5.8447
[17 empty] | Expected Rating at 31/3/2032: | 5.8447
[17 empty] | Expected Rating at 31/3/2033: | 5.8447
[38 empty] | Stars | NSW (2000) | VIC (3000) | QLD (4000) | SA (5000) | WA (6000) |  | Stars | NSW (2000) | VIC (3000) | QLD (4000) | SA (5000) | WA (6000) | Stars | Intensity | Unit | base + diff |  | Base | Whole Building
[38 empty] | 6 | 34.795 | 42.145 | 35.585 | 20.915 | 26.98 |  | 6 | 64.76 | 69.5 | 59.815 | 33.69 | 44.87 | 6 | 34.795 | kg/m2 |  |  | 34.795 | 64.76
[25 empty] | PLEASE DO NOT CHANGE ANYTHING IN THE CELLS IN THIS SECTION OF THE CALCULATOR | [12 empty] | 5.5 | 52.1925 | 63.2175 | 53.3775 | 31.3725 | 40.47 |  | 5.5 | 97.14 | 104.25 | 89.7225 | 50.535 | 67.305 | 5.5 | 52.1925 | kg/m2 |  |  | 52.1925 | 97.14 |  |  | Elec (kg/MWh) | Gas (kG/GJ)
[37 empty] | Base Building | 5 | 69.59 | 84.29 | 71.17 | 41.83 | 53.96 | Whole Building | 5 | 129.52 | 139 | 119.63 | 67.38 | 89.74 | 5 | 69.59 | kg/m2 | 69.59 |  | 69.59 | 129.52 |  | ACT | 810 | 51.33 | 2000 |  |  |  |  | Economy Cycle | Identified only | All |  | NLA: | 21820 | m2 | Emissions/m2 | 39.9595
[19 empty] | 152 | Cost/MWh | [17 empty] | 4.5 | 84.92 | 101.75 | 80.29 | 51.46 | 62.39 |  | 4.5 | 158.69 | 166.57 | 142.47 | 84.06 | 105.77 | 4.5 | 84.92 | kg/m2 | 15.33 |  | 84.92 | 158.69 |  | NSW | 810 | 51.33 | 2000 |  | 26.7771 | El - converter | 34.5338 | BMS | Business case written | Summer |  | Current ABGR rating (w'out GP): | 6.1434 | stars | t.CO2 | 871916.5671
[38 empty] | 4 | 100.25 | 120.31 | 89.42 | 61.1 | 70.83 |  | 4 | 187.86 | 194.15 | 165.3 | 100.73 | 121.79 | 4 | 100.25 | kg/m2 | 15.33 |  | 100.25 | 187.86 |  | QLD | 810 | 51.33 | 3000 |  | 422.5495 | Gas - converter | 5.6662 | HVAC | Approved to implement | Winter |  | ABGR Electricity intensity: | 34.5338 | kg/m2 | Electrical emissions | 749019.15
[38 empty] | 3.5 | 115.57 | 138.88 | 98.54 | 70.74 | 79.26 |  | 3.5 | 217.04 | 221.73 | 188.13 | 117.41 | 137.82 | 3.5 | 115.57 | kg/m2 | 15.32 |  | 115.57 | 217.04 |  | SA | 770 | 51.33 | 4000 |  |  |  |  | Chillers | Rejected, do not persue | Shoulder |  | Current NABERS Water rating: |  | stars | Gas emissions | 122897.4171
[38 empty] | 3 | 130.9 | 157.45 | 107.66 | 80.38 | 87.69 |  | 3 | 246.21 | 249.31 | 210.96 | 134.09 | 153.85 | 3 | 130.9 | kg/m2 | 15.33 |  | 130.9 | 246.21 |  | VIC | 980 | 51.33 | 5000 |  | 0.152 |  |  | VSDs | Rejected but reconsider |  |  | Energy performance tracking | Consumption | Unit |  | 36.3268
[38 empty] | 2.5 | 146.23 | 176.01 | 116.79 | 90.02 | 96.12 |  | 2.5 | 275.38 | 276.89 | 233.79 | 150.77 | 169.87 | 2.5 | 146.23 | kg/m2 | 15.33 |  | 146.23 | 275.38 |  | WA | 680 | 51.33 | 6000 |  |  |  |  | Lighting replacement and controls | Complete |  |  | Current Electricity Consumption: | 924.715 | MWh |  |  | 5.9586
[21 empty] | Average Electricity Price ($/kWh): | 0.152 | [15 empty] | 2 | 161.56 | 194.58 | 125.91 | 99.65 | 104.55 |  | 2 | 304.55 | 304.47 | 256.62 | 167.44 | 185.9 | 2 | 161.56 | kg/m2 | 15.33 |  | 161.56 | 304.55 | [9 empty] | Condensor water loop |  |  |  | Current Gas Consumption | 2394.261 | GJ |  | 122897.4171
[38 empty] | 1.5 | 176.89 | 213.15 | 135.04 | 109.29 | 112.98 |  | 1.5 | 333.72 | 332.05 | 279.45 | 184.12 | 201.92 | 1.5 | 176.89 | kg/m2 | 15.33 |  | 176.89 | 333.72 | [9 empty] | CO/CO2 sensors |  |  |  | ABGR Gas Intensity | 5.6662
[21 empty] | Rating benefit calulator | [16 empty] | 1 | 192.21 | 231.71 | 144.16 | 118.93 | 121.42 |  | 1 | 362.89 | 359.62 | 302.28 | 200.8 | 217.95 | 1 | 192.21 | kg/m2 | 15.32 |  | 192.21 | 362.89 | [9 empty] | Submetering |  |  |  |  | 40.2
[39 empty] | NSW | VIC | QLD | SA | WA |  |  | NSW | VIC | QLD | SA | WA | [16 empty] | Cooling Tower
[6 empty] | 2024-06-30 | 2025-06-30 | 2026-06-30 | 2027-06-30 | 2028-06-30 | 2029-06-30 | 2030-06-30 | 2031-06-30 | 2032-06-30 | 2033-06-30 | 2034-06-30 | [5 empty] | Savings | Payback | + stars | kg/m2 | 2024-03-31 | 2025-03-31 | 2026-03-31 | 2027-03-31 | 2028-03-31 | 2029-03-31 | 2030-03-31 | 2031-03-31 | 2032-03-31 | 2033-03-31 | 2034-03-31 | full year saving for business case |  | capex | opex | [14 empty] | 84.92 | Stars | 69.59 | 15.33 | 15.33 | 15.32 | 15.33 | 15.33 | 15.33 | 15.33 | 15.32 |  |  |  |  | Lift | [7 empty] | Base | Whole Building
[6 empty] | 0 | 0 | 0 | 0 | 0 | 0 | 0 | 0 | 0 | 0 | 0 | [5 empty] | 0 | #DIV/0! | 0 | 0 | 0 | 0 | 0 | 0 | 0 | 0 | 0 | 0 | 0 | 0 | 0 | 0 | 0 | 0 | 0 | [14 empty] | 84.92 | Current | 40.2 | [12 empty] | Hot Water
[6 empty] | 0 | 0 | 0 | 0 | 0 | 0 | 0 | 0 | 0 | 0 | 0 | [5 empty] | 0 | #DIV/0! | 0 | 0 | 0 | 0 | 0 | 0 | 0 | 0 | 0 | 0 | 0 | 0 | 0 | 0 | 0 | 0 | 0 | [14 empty] | 84.92 | 2025-03-31 | 40.2 | [12 empty] | Renewables | [6 empty] | Stars | NSW | NSW | Stars | (to invert)
[6 empty] | 0 | 0 | 0 | 0 | 0 | 0 | 0 | 0 | 0 | 0 | 0 | [5 empty] | 0 | #DIV/0! | 0 | 0 | 0 | 0 | 0 | 0 | 0 | 0 | 0 | 0 | 0 | 0 | 0 | 0 | 0 | 0 | 0 | [14 empty] | 84.92 | 2026-03-31 | 40.2 | [12 empty] | Other | [6 empty] | 1 | 192.21 | 362.89 | 5 | 69.59 | 129.52
[6 empty] | 0 | 0 | 0 | 0 | 0 | 0 | 0 | 0 | 0 | 0 | 0 | [5 empty] | 0 | #DIV/0! | 0 | 0 | 0 | 0 | 0 | 0 | 0 | 0 | 0 | 0 | 0 | 0 | 0 | 0 | 0 | 0 | 0 | [14 empty] | 84.92 | 2027-03-31 | 40.2 | [19 empty] | 1.5 | 176.89 | 333.72 | 4.5 | 84.92 | 158.69
[6 empty] | 0 | 0 | 0 | 0 | 0 | 0 | 0 | 0 | 0 | 0 | 0 | [5 empty] | 0 | #DIV/0! | 0 | 0 | 0 | 0 | 0 | 0 | 0 | 0 | 0 | 0 | 0 | 0 | 0 | 0 | 0 | 0 | 0 | [14 empty] | 84.92 | 2028-03-30 | 40.2 | [19 empty] | 2 | 161.56 | 304.55 | 4 | 100.25 | 187.86
[6 empty] | 0 | 0 | 0 | 0 | 0 | 0 | 0 | 0 | 0 | 0 | 0 | [5 empty] | 0 | #DIV/0! | 0 | 0 | 0 | 0 | 0 | 0 | 0 | 0 | 0 | 0 | 0 | 0 | 0 | 0 | 0 | 0 | 0 | [14 empty] | 84.92 | 2029-03-30 | 40.2 | [19 empty] | 2.5 | 146.23 | 275.38 | 3.5 | 115.57 | 217.04
[6 empty] | 0 | 0 | 0 | 0 | 0 | 0 | 0 | 0 | 0 | 0 | 0 | [5 empty] | 0 | #DIV/0! | 0 | 0 | 0 | 0 | 0 | 0 | 0 | 0 | 0 | 0 | 0 | 0 | 0 | 0 | 0 | 0 | 0 | [14 empty] | 84.92 | 2030-03-30 | 40.2 | [19 empty] | 3 | 130.9 | 246.21 | 3 | 130.9 | 246.21
[6 empty] | 0 | 0 | 0 | 0 | 0 | 0 | 0 | 0 | 0 | 0 | 0 | [5 empty] | 0 | #DIV/0! | 0 | 0 | 0 | 0 | 0 | 0 | 0 | 0 | 0 | 0 | 0 | 0 | 0 | 0 | 0 | 0 | 0 | [14 empty] | 84.92 | 2031-03-30 | 40.2 | [19 empty] | 3.5 | 115.57 | 217.04 | 2.5 | 146.23 | 275.38
[6 empty] | 0 | 0 | 0 | 0 | 0 | 0 | 0 | 0 | 0 | 0 | 0 | [5 empty] | 0 | #DIV/0! | 0 | 0 | 0 | 0 | 0 | 0 | 0 | 0 | 0 | 0 | 0 | 0 | 0 | 0 | 0 | 0 | 0 | [14 empty] | 84.92 | 2032-03-29 | 40.2 | [19 empty] | 4 | 100.25 | 187.86 | 2 | 161.56 | 304.55
[6 empty] | 0 | 0 | 0 | 0 | 0 | 0 | 0 | 0 | 0 | 0 | 0 | [5 empty] | 0 | #DIV/0! | 0 | 0 | 0 | 0 | 0 | 0 | 0 | 0 | 0 | 0 | 0 | 0 | 0 | 0 | 0 | 0 | 0 | [14 empty] | 84.92 | 2033-03-29 | 40.2 | [19 empty] | 4.5 | 84.92 | 158.69 | 1.5 | 176.89 | 333.72
[6 empty] | 0 | 0 | 0 | 0 | 0 | 0 | 0 | 0 | 0 | 0 | 0 | [5 empty] | 0 | #DIV/0! | 0 | 0 | 0 | 0 | 0 | 0 | 0 | 0 | 0 | 0 | 0 | 0 | 0 | 0 | 0 | 0 | 0 | [36 empty] | 5 | 69.59 | 129.52 | 1 | 192.21 | 362.89
[6 empty] | 0 | 0 | 0 | 0 | 0 | 0 | 0 | 0 | 0 | 0 | 0 | [5 empty] | 0 | #DIV/0! | 0 | 0 | 0 | 0 | 0 | 0 | 0 | 0 | 0 | 0 | 0 | 0 | 0 | 0 | 0 | 0 | 0
[6 empty] | 0 | 0 | 0 | 0 | 0 | 0 | 0 | 0 | 0 | 0 | 0 | [5 empty] | 0 | #DIV/0! | 0 | 0 | 0 | 0 | 0 | 0 | 0 | 0 | 0 | 0 | 0 | 0 | 0 | 0 | 0 | 0 | 0
[6 empty] | 0 | 0 | 0 | 0 | 0 | 0 | 0 | 0 | 0 | 0 | 0 | [5 empty] | 0 | #DIV/0! | 0 | 0 | 0 | 0 | 0 | 0 | 0 | 0 | 0 | 0 | 0 | 0 | 0 | 0 | 0 | 0 | 0
[6 empty] | 0 | 0 | 0 | 0 | 0 | 0 | 0 | 0 | 0 | 0 | 0 | [5 empty] | 0 | #DIV/0! | 0 | 0 | 0 | 0 | 0 | 0 | 0 | 0 | 0 | 0 | 0 | 0 | 0 | 0 | 0 | 0 | 0
[6 empty] | 0 | 0 | 0 | 0 | 0 | 0 | 0 | 0 | 0 | 0 | 0 | [5 empty] | 0 | #DIV/0! | 0 | 0 | 0 | 0 | 0 | 0 | 0 | 0 | 0 | 0 | 0 | 0 | 0 | 0 | 0 | 0 | 0
[6 empty] | 0 | 0 | 0 | 0 | 0 | 0 | 0 | 0 | 0 | 0 | 0 | [5 empty] | 0 | #DIV/0! | 0 | 0 | 0 | 0 | 0 | 0 | 0 | 0 | 0 | 0 | 0 | 0 | 0 | 0 | 0 | 0 | 0
[6 empty] | 0 | 0 | 0 | 0 | 0 | 0 | 0 | 0 | 0 | 0 | 0 | [5 empty] | 0 | #DIV/0! | 0 | 0 | 0 | 0 | 0 | 0 | 0 | 0 | 0 | 0 | 0 | 0 | 0 | 0 | 0 | 0 | 0
[6 empty] | 0 | 0 | 0 | 0 | 0 | 0 | 0 | 0 | 0 | 0 | 0 | [5 empty] | 0 | #DIV/0! | 0 | 0 | 0 | 0 | 0 | 0 | 0 | 0 | 0 | 0 | 0 | 0 | 0 | 0 | 0 | 0 | 0
[6 empty] | 0 | 0 | 0 | 0 | 0 | 0 | 0 | 0 | 0 | 0 | 0 | [5 empty] | 0 | #DIV/0! | 0 | 0 | 0 | 0 | 0 | 0 | 0 | 0 | 0 | 0 | 0 | 0 | 0 | 0 | 0 | 0 | 0
[6 empty] | 0 | 0 | 0 | 0 | 0 | 0 | 0 | 0 | 0 | 0 | 0 | [5 empty] | 0 | #DIV/0! | 0 | 0 | 0 | 0 | 0 | 0 | 0 | 0 | 0 | 0 | 0 | 0 | 0 | 0 | 0 | 0 | 0
[6 empty] | 0 | 0 | 0 | 0 | 0 | 0 | 0 | 0 | 0 | 0 | 0 | [5 empty] | 0 | #DIV/0! | 0 | 0 | 0 | 0 | 0 | 0 | 0 | 0 | 0 | 0 | 0 | 0 | 0 | 0 | 0 | 0 | 0
[6 empty] | 0 | 0 | 0 | 0 | 0 | 0 | 0 | 0 | 0 | 0 | 0 | [5 empty] | 0 | #DIV/0! | 0 | 0 | 0 | 0 | 0 | 0 | 0 | 0 | 0 | 0 | 0 | 0 | 0 | 0 | 0 | 0 | 0
[6 empty] | 0 | 0 | 0 | 0 | 0 | 0 | 0 | 0 | 0 | 0 | 0 | [5 empty] | 0 | #DIV/0! | 0 | 0 | 0 | 0 | 0 | 0 | 0 | 0 | 0 | 0 | 0 | 0 | 0 | 0 | 0 | 0 | 0
[6 empty] | 0 | 0 | 0 | 0 | 0 | 0 | 0 | 0 | 0 | 0 | 0 | [5 empty] | 0 | #DIV/0! | 0 | 0 | 0 | 0 | 0 | 0 | 0 | 0 | 0 | 0 | 0 | 0 | 0 | 0 | 0 | 0 | 0
[6 empty] | 0 | 0 | 0 | 0 | 0 | 0 | 0 | 0 | 0 | 0 | 0 | [5 empty] | 0 | #DIV/0! | 0 | 0 | 0 | 0 | 0 | 0 | 0 | 0 | 0 | 0 | 0 | 0 | 0 | 0 | 0 | 0 | 0
[6 empty] | 0 | 0 | 0 | 0 | 0 | 0 | 0 | 0 | 0 | 0 | 0 | [5 empty] | 0 | #DIV/0! | 0 | 0 | 0 | 0 | 0 | 0 | 0 | 0 | 0 | 0 | 0 | 0 | 0 | 0 | 0 | 0 | 0
[6 empty] | 0 | 0 | 0 | 0 | 0 | 0 | 0 | 0 | 0 | 0 | 0 | [5 empty] | 0 | #DIV/0! | 0 | 0 | 0 | 0 | 0 | 0 | 0 | 0 | 0 | 0 | 0 | 0 | 0 | 0 | 0 | 0 | 0
[6 empty] | 0 | 0 | 0 | 0 | 0 | 0 | 0 | 0 | 0 | 0 | 0 | [5 empty] | 0 | #DIV/0! | 0 | 0 | 0 | 0 | 0 | 0 | 0 | 0 | 0 | 0 | 0 | 0 | 0 | 0 | 0 | 0 | 0
[6 empty] | 0 | 0 | 0 | 0 | 0 | 0 | 0 | 0 | 0 | 0 | 0 | [5 empty] | 0 | #DIV/0! | 0 | 0 | 0 | 0 | 0 | 0 | 0 | 0 | 0 | 0 | 0 | 0 | 0 | 0 | 0 | 0 | 0
[6 empty] | 0 | 0 | 0 | 0 | 0 | 0 | 0 | 0 | 0 | 0 | 0 | [5 empty] | 0 | #DIV/0! | 0 | 0 | 0 | 0 | 0 | 0 | 0 | 0 | 0 | 0 | 0 | 0 | 0 | 0 | 0 | 0 | 0
[6 empty] | 0 | 0 | 0 | 0 | 0 | 0 | 0 | 0 | 0 | 0 | 0 | [5 empty] | 0 | #DIV/0! | 0 | 0 | 0 | 0 | 0 | 0 | 0 | 0 | 0 | 0 | 0 | 0 | 0 | 0 | 0 | 0 | 0
[6 empty] | 0 | 0 | 0 | 0 | 0 | 0 | 0 | 0 | 0 | 0 | 0 | [5 empty] | 0 | #DIV/0! | 0 | 0 | 0 | 0 | 0 | 0 | 0 | 0 | 0 | 0 | 0 | 0 | 0 | 0 | 0 | 0 | 0
[6 empty] | 0 | 0 | 0 | 0 | 0 | 0 | 0 | 0 | 0 | 0 | 0 | [5 empty] | 0 | #DIV/0! | 0 | 0 | 0 | 0 | 0 | 0 | 0 | 0 | 0 | 0 | 0 | 0 | 0 | 0 | 0 | 0 | 0
[6 empty] | 0 | 0 | 0 | 0 | 0 | 0 | 0 | 0 | 0 | 0 | 0 | [5 empty] | 0 | #DIV/0! | 0 | 0 | 0 | 0 | 0 | 0 | 0 | 0 | 0 | 0 | 0 | 0 | 0 | 0 | 0 | 0 | 0
[6 empty] | 0 | 0 | 0 | 0 | 0 | 0 | 0 | 0 | 0 | 0 | 0 | [5 empty] | 0 | #DIV/0! | 0 | 0 | 0 | 0 | 0 | 0 | 0 | 0 | 0 | 0 | 0 | 0 | 0 | 0 | 0 | 0 | 0
[6 empty] | 0 | 0 | 0 | 0 | 0 | 0 | 0 | 0 | 0 | 0 | 0 | [5 empty] | 0 | #DIV/0! | 0 | 0 | 0 | 0 | 0 | 0 | 0 | 0 | 0 | 0 | 0 | 0 | 0 | 0 | 0 | 0 | 0
[6 empty] | 0 | 0 | 0 | 0 | 0 | 0 | 0 | 0 | 0 | 0 | 0 | [5 empty] | 0 | #DIV/0! | 0 | 0 | 0 | 0 | 0 | 0 | 0 | 0 | 0 | 0 | 0 | 0 | 0 | 0 | 0 | 0 | 0
[6 empty] | 0 | 0 | 0 | 0 | 0 | 0 | 0 | 0 | 0 | 0 | 0 | [5 empty] | 0 | #DIV/0! | 0 | 0 | 0 | 0 | 0 | 0 | 0 | 0 | 0 | 0 | 0 | 0 | 0 | 0 | 0 | 0 | 0
[6 empty] | 0 | 0 | 0 | 0 | 0 | 0 | 0 | 0 | 0 | 0 | 0 | [5 empty] | 0 | #DIV/0! | 0 | 0 | 0 | 0 | 0 | 0 | 0 | 0 | 0 | 0 | 0 | 0 | 0 | 0 | 0 | 0 | 0
[6 empty] | 0 | 0 | 0 | 0 | 0 | 0 | 0 | 0 | 0 | 0 | 0 | [5 empty] | 0 | #DIV/0! | 0 | 0 | 0 | 0 | 0 | 0 | 0 | 0 | 0 | 0 | 0 | 0 | 0 | 0 | 0 | 0 | 0
[6 empty] | 0 | 0 | 0 | 0 | 0 | 0 | 0 | 0 | 0 | 0 | 0 | [5 empty] | 0 | #DIV/0! | 0 | 0 | 0 | 0 | 0 | 0 | 0 | 0 | 0 | 0 | 0 | 0 | 0 | 0 | 0 | 0 | 0
[6 empty] | 0 | 0 | 0 | 0 | 0 | 0 | 0 | 0 | 0 | 0 | 0 | [5 empty] | 0 | #DIV/0! | 0 | 0 | 0 | 0 | 0 | 0 | 0 | 0 | 0 | 0 | 0 | 0 | 0 | 0 | 0 | 0 | 0
[22 empty] | 0 | #DIV/0! | 0 | 0 | 0 | 0 | 0 | 0 | 0 | 0 | 0 | 0 | 0 | 0 | 0 | 0 | 0 | 0 | 0
[22 empty] | 0 | #DIV/0! | 0 | 0 | 0 | 0 | 0 | 0 | 0 | 0 | 0 | 0 | 0 | 0 | 0 | 0 | 0 | 0 | 0
[24 empty] | 0 | 0 | 0 | 0 | 0 | 0 | 0 | 0 | 0 | 0 | 0 | 0 | 0 | 0 | 0 | 0 | 0
[24 empty] | 0 | 0 | 0 | 0 | 0 | 0 | 0 | 0 | 0 | 0 | 0 | 0 | 0 | 0 | 0 | 0 | 0
[5 empty] | Electricity savings | 0 | 0 | 0 | 0 | 0 | 0 | 0 | 0 | 0 | 0 | 0 | [6 empty] | #DIV/0! | TOTAL |  | 0 | 0 | 0 | 0 | 0 | 0 | 0 | 0 | 0 | 0 | 0 | 0 | 0 | 0 | 0
[24 empty] | FY Performance | 40.2 | 40.2 | 40.2 | 40.2 | 40.2 | 40.2 | 40.2 | 40.2 | 40.2 | 40.2 | 40.2 | 40.2
[24 empty] | Star Rating | 5.8447 | 5.8447 | 5.8447 | 5.8447 | 5.8447 | 5.8447 | 5.8447 | 5.8447 | 5.8447 | 5.8447 | 5.8447 | 5.8447
[6 empty] | 0 | 0 | 0 | 0 | 0 | 0 | 0 | 0 | 0 | 0 | 0
[6 empty] | 0 | 0 | 0 | 0 | 0 | 0 | 0 | 0 | 0 | 0 | 0
[6 empty] | 0 | 0 | 0 | 0 | 0 | 0 | 0 | 0 | 0 | 0 | 0
[6 empty] | 0 | 0 | 0 | 0 | 0 | 0 | 0 | 0 | 0 | 0 | 0
[6 empty] | 0 | 0 | 0 | 0 | 0 | 0 | 0 | 0 | 0 | 0 | 0
[6 empty] | 0 | 0 | 0 | 0 | 0 | 0 | 0 | 0 | 0 | 0 | 0 | [9 empty] | 0 | 0
[6 empty] | 0 | 0 | 0 | 0 | 0 | 0 | 0 | 0 | 0 | 0 | 0 | [9 empty] | 0 | 0
[6 empty] | 0 | 0 | 0 | 0 | 0 | 0 | 0 | 0 | 0 | 0 | 0
[6 empty] | 0 | 0 | 0 | 0 | 0 | 0 | 0 | 0 | 0 | 0 | 0
[6 empty] | 0 | 0 | 0 | 0 | 0 | 0 | 0 | 0 | 0 | 0 | 0
[6 empty] | 0 | 0 | 0 | 0 | 0 | 0 | 0 | 0 | 0 | 0 | 0
[6 empty] | 0 | 0 | 0 | 0 | 0 | 0 | 0 | 0 | 0 | 0 | 0
[6 empty] | 0 | 0 | 0 | 0 | 0 | 0 | 0 | 0 | 0 | 0 | 0
[6 empty] | 0 | 0 | 0 | 0 | 0 | 0 | 0 | 0 | 0 | 0 | 0
[6 empty] | 0 | 0 | 0 | 0 | 0 | 0 | 0 | 0 | 0 | 0 | 0
[6 empty] | 0 | 0 | 0 | 0 | 0 | 0 | 0 | 0 | 0 | 0 | 0
[6 empty] | 0 | 0 | 0 | 0 | 0 | 0 | 0 | 0 | 0 | 0 | 0
[6 empty] | 0 | 0 | 0 | 0 | 0 | 0 | 0 | 0 | 0 | 0 | 0
[6 empty] | 0 | 0 | 0 | 0 | 0 | 0 | 0 | 0 | 0 | 0 | 0
[6 empty] | 0 | 0 | 0 | 0 | 0 | 0 | 0 | 0 | 0 | 0 | 0
[6 empty] | 0 | 0 | 0 | 0 | 0 | 0 | 0 | 0 | 0 | 0 | 0
[6 empty] | 0 | 0 | 0 | 0 | 0 | 0 | 0 | 0 | 0 | 0 | 0
[6 empty] | 0 | 0 | 0 | 0 | 0 | 0 | 0 | 0 | 0 | 0 | 0
[6 empty] | 0 | 0 | 0 | 0 | 0 | 0 | 0 | 0 | 0 | 0 | 0
[6 empty] | 0 | 0 | 0 | 0 | 0 | 0 | 0 | 0 | 0 | 0 | 0
[6 empty] | 0 | 0 | 0 | 0 | 0 | 0 | 0 | 0 | 0 | 0 | 0
[6 empty] | 0 | 0 | 0 | 0 | 0 | 0 | 0 | 0 | 0 | 0 | 0
[6 empty] | 0 | 0 | 0 | 0 | 0 | 0 | 0 | 0 | 0 | 0 | 0
[6 empty] | 0 | 0 | 0 | 0 | 0 | 0 | 0 | 0 | 0 | 0 | 0
[6 empty] | 0 | 0 | 0 | 0 | 0 | 0 | 0 | 0 | 0 | 0 | 0
[6 empty] | 0 | 0 | 0 | 0 | 0 | 0 | 0 | 0 | 0 | 0 | 0
[6 empty] | 0 | 0 | 0 | 0 | 0 | 0 | 0 | 0 | 0 | 0 | 0
[6 empty] | 0 | 0 | 0 | 0 | 0 | 0 | 0 | 0 | 0 | 0 | 0
[6 empty] | 0 | 0 | 0 | 0 | 0 | 0 | 0 | 0 | 0 | 0 | 0
[6 empty] | 0 | 0 | 0 | 0 | 0 | 0 | 0 | 0 | 0 | 0 | 0
[6 empty] | 0 | 0 | 0 | 0 | 0 | 0 | 0 | 0 | 0 | 0 | 0
[6 empty] | 0 | 0 | 0 | 0 | 0 | 0 | 0 | 0 | 0 | 0 | 0
[6 empty] | 0 | 0 | 0 | 0 | 0 | 0 | 0 | 0 | 0 | 0 | 0
[6 empty] | 0 | 0 | 0 | 0 | 0 | 0 | 0 | 0 | 0 | 0 | 0
[6 empty] | 0 | 0 | 0 | 0 | 0 | 0 | 0 | 0 | 0 | 0 | 0
[6 empty] | 0 | 0 | 0 | 0 | 0 | 0 | 0 | 0 | 0 | 0 | 0
[6 empty] | 0 | 0 | 0 | 0 | 0 | 0 | 0 | 0 | 0 | 0 | 0
[6 empty] | 0 | 0 | 0 | 0 | 0 | 0 | 0 | 0 | 0 | 0 | 0
[6 empty] | 0 | 0 | 0 | 0 | 0 | 0 | 0 | 0 | 0 | 0 | 0
[6 empty] | 0 | 0 | 0 | 0 | 0 | 0 | 0 | 0 | 0 | 0 | 0
[6 empty] | 0 | 0 | 0 | 0 | 0 | 0 | 0 | 0 | 0 | 0 | 0
[5 empty] | Gas Savings | 0 | 0 | 0 | 0 | 0 | 0 | 0 | 0 | 0 | 0 | 0
[5 empty] | Current | 2024-06-30 | 2025-06-30 | 2026-06-30 | 2027-06-30 | 2028-06-30 | 2029-06-30 | 2030-06-30 | 2031-06-30 | 2032-06-30 | 2033-06-30 | 2034-06-30 | 2035-06-30
|  |  |  | NABERS | 5.8447 | 5.8447 | 5.8447 | 5.8447 | 5.8447 | 5.8447 | 5.8447 | 5.8447 | 5.8447 | 5.8447 | 5.8447 | 5.8447
Formulas:
Base = [Base, row above]+365

## 105M-IS (hidden)
Business Case Cashflow Template
Is this spend within Budget? Y or N | N
Interest Rate: | 0%
Percentage NET | 0%
|  | Year | Year 1 |  |  |  | Year 2 |  |  |  | Year 3 |  |  |  | Year 4 |  |  |  | Year 5 |  |  |  | Year 6 |  |  |  | Year 7 |  |  |  | Year 8 |  |  |  | Year 9 |  |  |  | Year 10
|  | Quarter | Q1 | Q2 | Q3 | Q4 | Q1 | Q2 | Q3 | Q4 | Q1 | Q2 | Q3 | Q4 | Q1 | Q2 | Q3 | Q4 | Q1 | Q2 | Q3 | Q4 | Q1 | Q2 | Q3 | Q4 | Q1 | Q2 | Q3 | Q4 | Q1 | Q2 | Q3 | Q4 | Q1 | Q2 | Q3 | Q4 | Q1 | Q2 | Q3 | Q4
Period (Quarter) |  | 0 | 1 | 2 | 3 | 4 | 5 | 6 | 7 | 8 | 9 | 10 | 11 | 12 | 13 | 14 | 15 | 16 | 17 | 18 | 19 | 20 | 21 | 22 | 23 | 24 | 25 | 26 | 27 | 28 | 29 | 30 | 31 | 32 | 33 | 34 | 35 | 36 | 37 | 38 | 39 | 40
Investment amount |  | 0 | 0 | 0 | 0 | 0 | 0 | 0 | 0 | 0 | 0 | 0 | 0 | 0 | 0 | 0 | 0 | 0 | 0 | 0 | 0 | 0 | 0 | 0 | 0 | 0 | 0 | 0 | 0 | 0 | 0 | 0 | 0 | 0 | 0 | 0 | 0 | 0 | 0 | 0 | 0 | 0
Improvement in Rental Income |  |  | 0 | 0 | 0 | 0 | 0 | 0 | 0 | 0 | 0 | 0 | 0 | 0 | 0 | 0 | 0 | 0 | 0 | 0 | 0 | 0 | 0 | 0 | 0 | 0 | 0 | 0 | 0 | 0 | 0 | 0 | 0 | 0 | 0 | 0 | 0 | 0 | 0 | 0 | 0 | 0
Reduced costs / OPEX savings |  |  | 0 | 0 | 0 | 0 | 0 | 0 | 0 | 0 | 0 | 0 | 0 | 0 | 0 | 0 | 0 | 0 | 0 | 0 | 0 | 0 | 0 | 0 | 0 | 0 | 0 | 0 | 0 | 0 | 0 | 0 | 0 | 0 | 0 | 0 | 0 | 0 | 0 | 0 | 0 | 0
Reduced costs- energy savings | ENTER NO DATA |  | 0 | 0 | 0 | 0 | 0 | 0 | 0 | 0 | 0 | 0 | 0 | 0 | 0 | 0 | 0 | 0 | 0 | 0 | 0 | 0 | 0 | 0 | 0 | 0 | 0 | 0 | 0 | 0 | 0 | 0 | 0 | 0 | 0 | 0 | 0 | 0 | 0 | 0 | 0 | 0
Cash outflows / expenses |  |  | 0 | 0 | 0 | 0 | 0 | 0 | 0 | 0 | 0 | 0 | 0 | 0 | 0 | 0 | 0 | 0 | 0 | 0 | 0 | 0 | 0 | 0 | 0 | 0 | 0 | 0 | 0 | 0 | 0 | 0 | 0 | 0 | 0 | 0 | 0 | 0 | 0 | 0 | 0 | 0
Terminal value (end of life / after ten years) |  |  | 0 | 0 | 0 | 0 | 0 | 0 | 0 | 0 | 0 | 0 | 0 | 0 | 0 | 0 | 0 | 0 | 0 | 0 | 0 | 0 | 0 | 0 | 0 | 0 | 0 | 0 | 0 | 0 | 0 | 0 | 0 | 0 | 0 | 0 | 0 | 0 | 0 | 0 | 0 | 0
Net cash flow |  | 0 | 0 | 0 | 0 | 0 | 0 | 0 | 0 | 0 | 0 | 0 | 0 | 0 | 0 | 0 | 0 | 0 | 0 | 0 | 0 | 0 | 0 | 0 | 0 | 0 | 0 | 0 | 0 | 0 | 0 | 0 | 0 | 0 | 0 | 0 | 0 | 0 | 0 | 0 | 0 | 0
Cumlative cashflow |  | 0 | 0 | 0 | 0 | 0 | 0 | 0 | 0 | 0 | 0 | 0 | 0 | 0 | 0 | 0 | 0 | 0 | 0 | 0 | 0 | 0 | 0 | 0 | 0 | 0 | 0 | 0 | 0 | 0 | 0 | 0 | 0 | 0 | 0 | 0 | 0 | 0 | 0 | 0 | 0 | 0
Cost of Interest |  |  | 0 | 0 | 0 | 0 | 0 | 0 | 0 | 0 | 0 | 0 | 0 | 0 | 0 | 0 | 0 | 0 | 0 | 0 | 0 | 0 | 0 | 0 | 0 | 0 | 0 | 0 | 0 | 0 | 0 | 0 | 0 | 0 | 0 | 0 | 0 | 0 | 0 | 0 | 0 | 0
Cashflow after interest |  | 0 | 0 | 0 | 0 | 0 | 0 | 0 | 0 | 0 | 0 | 0 | 0 | 0 | 0 | 0 | 0 | 0 | 0 | 0 | 0 | 0 | 0 | 0 | 0 | 0 | 0 | 0 | 0 | 0 | 0 | 0 | 0 | 0 | 0 | 0 | 0 | 0 | 0 | 0 | 0 | 0
Project cost estimate |  | Year 1 Q3 3: 0; Year 2 Q1 5: #DIV/0!; Year 2 Q2 6: $/kWh
If project will save electricity only, insert annual kWh savings here: |  |  |  |  | 0 | kWh |  |  | Yr 1 | Yr 2 | Yr 3 | Yr 4 | Yr 5 | Yr 6 | Yr 7 | Yr 8 | Yr 9 | Yr 10
[8 empty] | $/kWh | 0.2 | 0.21 | 0.2205 | 0.23153 | 0.2431 | 0.25526 | 0.26802 | 0.28142 | 0.29549 | 0.31027
escalation | bar: Yr 2 to Yr 10
Definitions:
Investment amount
Is the amount of CAPEX to be spent. It will all occurr in time 0, but may occurr over a period of time.
It will be a negative number
Improvement in Rental Income
These are cashflows that result from implementing the CAPEX spend and increasing the rent.
They are always a positive number
Reduced costs / OPEX savings
These are the savings generated by the CAPEX investment. For instance energy savings, reduced maintenance costs.
They are always a positive number
Cash outflows / expenses
These are cashflows that are an additional cost which result from implementing the CAPEX spend. For instance scheduled maintenance, metre reading charges, upgrade requirements
They are always a negative number
Terminal value (end of life / after ten years)
At the end of the life of an asset, it maybe sold. Terminal value is these net proceeds
This number maybe 0. It should be entered as 0 or could be a positive number if the capital item can be sold. It should be a net number after all disposal costs.
| Yr 1 | Yr 2 | Yr 3 | Yr 4 | Yr 5 | Yr 6
NSW | Yr 1: 0.125; Yr 2: 0.13875; Yr 3: 0.145 | Yr 7 | Yr 8 | Yr 9 | Yr 10
QLD | Yr 1: 0.125; Yr 2: 0.1375; Yr 3: 0.14875
VIC | Yr 1: 0.125; Yr 2: 0.13375; Yr 3: 0.13875
SA | Yr 1: 0.125; Yr 2: 0.125; Yr 3: 0.13
ACT | Yr 1: 0.125; Yr 2: 0.14; Yr 3: 0.145
Note on A13: Craig Roussac: this is increases over and above current forecast rent from spending CAPEX on this project
Note on A14: Craig Roussac: Each inflow / saving must be positive. Include all cash inflows and savings for duration of asset's life.
Note on A16: Craig Roussac: Each outflow / expense must be negative. Include all expenses for duration of asset's life.
Note on A17: Craig Roussac: Value may be positive or negative (eg if decommissioning and disposal costs are incurred) butbut occurs only once.
Note on A39: Craig Roussac: this is increases over and above current forecast rent from spending CAPEX on this project
Note on A43: Craig Roussac: Each inflow / saving must be positive. Include all cash inflows and savings for duration of asset's life.
Note on A53: Craig Roussac: Value may be positive or negative (eg if decommissioning and disposal costs are incurred) butbut occurs only once.

## 105M-OS (hidden)
Investa Property Group - Property Services
Prepared By: |  |  | Date:
Business Case For Capital Investment
[7 empty] | NLA | 21820
Project Title: | Various energy efficiency measures
Property: | 388 George Street
Property No:
Capex No:
Description: | INSERT BRIEF DESCRIPTION- Hit [Alt] + [Enter] at same time to drop row
|  | Year 0 | Y1 | Y2 | Y3 | Y4 | Y5 | Y6 | Y7 | Y8 | Y9 | Y10
Investment amount |  | 0 | 0 | 0 | 0 | 0 | 0 | 0 | 0 | 0 | 0 | 0
Improvement in Rental Income |  |  | 0 | 0 | 0 | 0 | 0 | 0 | 0 | 0 | 0 | 0
Reduced costs / OPEX savings |  |  | 0 | 0 | 0 | 0 | 0 | 0 | 0 | 0 | 0 | 0
Cash outflows / expenses |  |  | 0 | 0 | 0 | 0 | 0 | 0 | 0 | 0 | 0 | 0
Terminal value (end of life / after ten years) |  |  | 0 | 0 | 0 | 0 | 0 | 0 | 0 | 0 | 0 | 0
Net cash flow |  | 0 | 0 | 0 | 0 | 0 | 0 | 0 | 0 | 0 | 0 | 0
savings $/m2 |  |  | 0 | 0 | 0 | 0 | 0 | 0 | 0 | 0 | 0 | 0
Information to cut and paste into Strategic Asset Plan
[7 empty] | current | CURRENT | FY25 | FY26 | FY27 | FY28
Is this building a NET or GROSS LEASE building | NET | Y4: NABERS Rating; Y5: 5.9586; Y6: 5.8447; Y7: 5.8447; Y8: 5.8447
[6 empty] | Capex proposed: |  | 0
Percentage net leases | 0% | Y4: IRR benefit; Y6: #NUM!
[6 empty] | Valuation impact potential |  | #DIV/0!
Cap rate | 7.5%
Av. annual NOI impact | #DIV/0!
Information to cut and paste into Strategic Asset Plan:
[5 empty] | Current | CURRENT | FY25 | FY26
[5 empty] | 5.95857795172864 Stars | 5.8447 | 5.8447 | 5.8447
[5 empty] | Current | FY13* | FY14* | FY15*
[6 empty] | 0 | 0 | 0
#NUM!
#DIV/0!
Note on A26: Craig Roussac: this is increases over and above current forecast rent from spending CAPEX on this project
Note on A27: Craig Roussac: Each inflow / saving must be positive. Include all cash inflows and savings for duration of asset's life.
Note on A29: Craig Roussac: Value may be positive or negative (eg if decommissioning and disposal costs are incurred) butbut occurs only once.

## QV1-IS (hidden)
Business Case Cashflow Template
Is this spend within Budget? Y or N | N
Interest Rate: | 0%
Percentage NET | 0%
|  | Year | Year 1 |  |  |  | Year 2 |  |  |  | Year 3 |  |  |  | Year 4 |  |  |  | Year 5 |  |  |  | Year 6 |  |  |  | Year 7 |  |  |  | Year 8 |  |  |  | Year 9 |  |  |  | Year 10
|  | Quarter | Q1 | Q2 | Q3 | Q4 | Q1 | Q2 | Q3 | Q4 | Q1 | Q2 | Q3 | Q4 | Q1 | Q2 | Q3 | Q4 | Q1 | Q2 | Q3 | Q4 | Q1 | Q2 | Q3 | Q4 | Q1 | Q2 | Q3 | Q4 | Q1 | Q2 | Q3 | Q4 | Q1 | Q2 | Q3 | Q4 | Q1 | Q2 | Q3 | Q4
Period (Quarter) |  | 0 | 1 | 2 | 3 | 4 | 5 | 6 | 7 | 8 | 9 | 10 | 11 | 12 | 13 | 14 | 15 | 16 | 17 | 18 | 19 | 20 | 21 | 22 | 23 | 24 | 25 | 26 | 27 | 28 | 29 | 30 | 31 | 32 | 33 | 34 | 35 | 36 | 37 | 38 | 39 | 40
Investment amount |  | 0 | 0 | 0 | 0 | 0 | 0 | 0 | 0 | 0 | 0 | 0 | 0 | 0 | 0 | 0 | 0 | 0 | 0 | 0 | 0 | 0 | 0 | 0 | 0 | 0 | 0 | 0 | 0 | 0 | 0 | 0 | 0 | 0 | 0 | 0 | 0 | 0 | 0 | 0 | 0 | 0
Improvement in Rental Income |  |  | 0 | 0 | 0 | 0 | 0 | 0 | 0 | 0 | 0 | 0 | 0 | 0 | 0 | 0 | 0 | 0 | 0 | 0 | 0 | 0 | 0 | 0 | 0 | 0 | 0 | 0 | 0 | 0 | 0 | 0 | 0 | 0 | 0 | 0 | 0 | 0 | 0 | 0 | 0 | 0
Reduced costs / OPEX savings |  |  | 0 | 0 | 0 | 0 | 0 | 0 | 0 | 0 | 0 | 0 | 0 | 0 | 0 | 0 | 0 | 0 | 0 | 0 | 0 | 0 | 0 | 0 | 0 | 0 | 0 | 0 | 0 | 0 | 0 | 0 | 0 | 0 | 0 | 0 | 0 | 0 | 0 | 0 | 0 | 0
Reduced costs- energy savings | ENTER NO DATA |  | 11349.7 | 11349.7 | 11349.7 | 11349.7 | 11917.185 | 11917.185 | 11917.185 | 11917.185 | 12513.0443 | 12513.0443 | 12513.0443 | 12513.0443 | 13138.6965 | 13138.6965 | 13138.6965 | 13138.6965 | 13795.6313 | 13795.6313 | 13795.6313 | 13795.6313 | 14485.4128 | 14485.4128 | 14485.4128 | 14485.4128 | 15209.6835 | 15209.6835 | 15209.6835 | 15209.6835 | 15970.1677 | 15970.1677 | 15970.1677 | 15970.1677 | 16768.6761 | 16768.6761 | 16768.6761 | 16768.6761 | 17607.1099 | 17607.1099 | 17607.1099 | 17607.1099
Cash outflows / expenses |  |  | 0 | 0 | 0 | 0 | 0 | 0 | 0 | 0 | 0 | 0 | 0 | 0 | 0 | 0 | 0 | 0 | 0 | 0 | 0 | 0 | 0 | 0 | 0 | 0 | 0 | 0 | 0 | 0 | 0 | 0 | 0 | 0 | 0 | 0 | 0 | 0 | 0 | 0 | 0 | 0
Terminal value (end of life / after ten years) |  |  | 0 | 0 | 0 | 0 | 0 | 0 | 0 | 0 | 0 | 0 | 0 | 0 | 0 | 0 | 0 | 0 | 0 | 0 | 0 | 0 | 0 | 0 | 0 | 0 | 0 | 0 | 0 | 0 | 0 | 0 | 0 | 0 | 0 | 0 | 0 | 0 | 0 | 0 | 0 | 0
Net cash flow |  | 0 | 11349.7 | 11349.7 | 11349.7 | 11349.7 | 11917.185 | 11917.185 | 11917.185 | 11917.185 | 12513.0443 | 12513.0443 | 12513.0443 | 12513.0443 | 13138.6965 | 13138.6965 | 13138.6965 | 13138.6965 | 13795.6313 | 13795.6313 | 13795.6313 | 13795.6313 | 14485.4128 | 14485.4128 | 14485.4128 | 14485.4128 | 15209.6835 | 15209.6835 | 15209.6835 | 15209.6835 | 15970.1677 | 15970.1677 | 15970.1677 | 15970.1677 | 16768.6761 | 16768.6761 | 16768.6761 | 16768.6761 | 17607.1099 | 17607.1099 | 17607.1099 | 17607.1099
Cumlative cashflow |  | 0 | 11349.7 | 22699.4 | 34049.1 | 45398.8 | 57315.985 | 69233.17 | 81150.355 | 93067.54 | 105580.5843 | 118093.6285 | 130606.6728 | 143119.717 | 156258.4135 | 169397.1099 | 182535.8064 | 195674.5029 | 209470.1341 | 223265.7654 | 237061.3967 | 250857.028 | 265342.4408 | 279827.8537 | 294313.2665 | 308798.6794 | 324008.3629 | 339218.0464 | 354427.7299 | 369637.4134 | 385607.581 | 401577.7487 | 417547.9164 | 433518.084 | 450286.7601 | 467055.4361 | 483824.1122 | 500592.7882 | 518199.8981 | 535807.0079 | 553414.1178 | 571021.2276
Cost of Interest |  |  | 0 | 0 | 0 | 0 | 0 | 0 | 0 | 0 | 0 | 0 | 0 | 0 | 0 | 0 | 0 | 0 | 0 | 0 | 0 | 0 | 0 | 0 | 0 | 0 | 0 | 0 | 0 | 0 | 0 | 0 | 0 | 0 | 0 | 0 | 0 | 0 | 0 | 0 | 0 | 0
Cashflow after interest |  | 0 | 11349.7 | 11349.7 | 11349.7 | 11349.7 | 11917.185 | 11917.185 | 11917.185 | 11917.185 | 12513.0443 | 12513.0443 | 12513.0443 | 12513.0443 | 13138.6965 | 13138.6965 | 13138.6965 | 13138.6965 | 13795.6313 | 13795.6313 | 13795.6313 | 13795.6313 | 14485.4128 | 14485.4128 | 14485.4128 | 14485.4128 | 15209.6835 | 15209.6835 | 15209.6835 | 15209.6835 | 15970.1677 | 15970.1677 | 15970.1677 | 15970.1677 | 16768.6761 | 16768.6761 | 16768.6761 | 16768.6761 | 17607.1099 | 17607.1099 | 17607.1099 | 17607.1099
Project cost estimate |  | Year 1 Q3 3: 0; Year 2 Q1 5: 0; Year 2 Q2 6: $/kWh
If project will save electricity only, insert annual kWh savings here: |  |  |  |  | 226994 | kWh |  |  | Yr 1 | Yr 2 | Yr 3 | Yr 4 | Yr 5 | Yr 6 | Yr 7 | Yr 8 | Yr 9 | Yr 10
[8 empty] | $/kWh | 0.2 | 0.21 | 0.2205 | 0.23153 | 0.2431 | 0.25526 | 0.26802 | 0.28142 | 0.29549 | 0.31027
escalation | bar: Yr 2 to Yr 10
Definitions:
Investment amount
Is the amount of CAPEX to be spent. It will all occurr in time 0, but may occurr over a period of time.
It will be a negative number
Improvement in Rental Income
These are cashflows that result from implementing the CAPEX spend and increasing the rent.
They are always a positive number
Reduced costs / OPEX savings
These are the savings generated by the CAPEX investment. For instance energy savings, reduced maintenance costs.
They are always a positive number
Cash outflows / expenses
These are cashflows that are an additional cost which result from implementing the CAPEX spend. For instance scheduled maintenance, metre reading charges, upgrade requirements
They are always a negative number
Terminal value (end of life / after ten years)
At the end of the life of an asset, it maybe sold. Terminal value is these net proceeds
This number maybe 0. It should be entered as 0 or could be a positive number if the capital item can be sold. It should be a net number after all disposal costs.
| Yr 1 | Yr 2 | Yr 3 | Yr 4 | Yr 5 | Yr 6
NSW | Yr 1: 0.125; Yr 2: 0.13875; Yr 3: 0.145 | Yr 7 | Yr 8 | Yr 9 | Yr 10
QLD | Yr 1: 0.125; Yr 2: 0.1375; Yr 3: 0.14875
VIC | Yr 1: 0.125; Yr 2: 0.13375; Yr 3: 0.13875
SA | Yr 1: 0.125; Yr 2: 0.125; Yr 3: 0.13
ACT | Yr 1: 0.125; Yr 2: 0.14; Yr 3: 0.145
Note on A13: Craig Roussac: this is increases over and above current forecast rent from spending CAPEX on this project
Note on A14: Craig Roussac: Each inflow / saving must be positive. Include all cash inflows and savings for duration of asset's life.
Note on A16: Craig Roussac: Each outflow / expense must be negative. Include all expenses for duration of asset's life.
Note on A17: Craig Roussac: Value may be positive or negative (eg if decommissioning and disposal costs are incurred) butbut occurs only once.
Note on A39: Craig Roussac: this is increases over and above current forecast rent from spending CAPEX on this project
Note on A43: Craig Roussac: Each inflow / saving must be positive. Include all cash inflows and savings for duration of asset's life.
Note on A53: Craig Roussac: Value may be positive or negative (eg if decommissioning and disposal costs are incurred) butbut occurs only once.

## QV1-OS (hidden)
Investa Property Group - Property Services
Prepared By: |  |  | Date:
Business Case For Capital Investment
[7 empty] | NLA | 48033.8
Project Title: | Various energy efficiency measures
Property: | QV1
Property No:
Capex No:
Description: | INSERT BRIEF DESCRIPTION- Hit [Alt] + [Enter] at same time to drop row
|  | Year 0 | Y1 | Y2 | Y3 | Y4 | Y5 | Y6 | Y7 | Y8 | Y9 | Y10
Investment amount |  | 0 | 0 | 0 | 0 | 0 | 0 | 0 | 0 | 0 | 0 | 0
Improvement in Rental Income |  |  | 0 | 0 | 0 | 0 | 0 | 0 | 0 | 0 | 0 | 0
Reduced costs / OPEX savings |  |  | 45398.8 | 47668.74 | 50052.177 | 52554.7859 | 55182.5251 | 57941.6514 | 60838.734 | 63880.6707 | 67074.7042 | 70428.4394
Cash outflows / expenses |  |  | 0 | 0 | 0 | 0 | 0 | 0 | 0 | 0 | 0 | 0
Terminal value (end of life / after ten years) |  |  | 0 | 0 | 0 | 0 | 0 | 0 | 0 | 0 | 0 | 0
Net cash flow |  | 0 | 45398.8 | 47668.74 | 50052.177 | 52554.7859 | 55182.5251 | 57941.6514 | 60838.734 | 63880.6707 | 67074.7042 | 70428.4394
savings $/m2 |  |  | 0.94514 | 0.9924 | 1.042 | 1.0941 | 1.1488 | 1.2063 | 1.2666 | 1.3299 | 1.3964 | 1.4662
Information to cut and paste into Strategic Asset Plan
[7 empty] | current | CURRENT | FY25 | FY26 | FY27 | FY28
Is this building a NET or GROSS LEASE building | NET | Y4: NABERS Rating; Y5: 6.0059; Y6: 5.6286; Y7: 5.6286; Y8: 5.6286
[6 empty] | Capex proposed: |  | 0
Percentage net leases | 0% | Y4: IRR benefit; Y6: #NUM!
[6 empty] | Valuation impact potential |  | 704259.5141
Cap rate | 7.5%
Av. annual NOI impact | 57102.1228
Information to cut and paste into Strategic Asset Plan:
[5 empty] | Current | CURRENT | FY25 | FY26
[5 empty] | 6.00593119810202 Stars | 5.6286 | 5.6286 | 5.6286
[5 empty] | Current | FY13* | FY14* | FY15*
[6 empty] | 0 | 0 | 0
#NUM!
704259.5141
Note on A26: Craig Roussac: this is increases over and above current forecast rent from spending CAPEX on this project
Note on A27: Craig Roussac: Each inflow / saving must be positive. Include all cash inflows and savings for duration of asset's life.
Note on A29: Craig Roussac: Value may be positive or negative (eg if decommissioning and disposal costs are incurred) butbut occurs only once.

## 388G-IS (hidden)
Business Case Cashflow Template
Is this spend within Budget? Y or N | N
Interest Rate: | 0%
Percentage NET | 0%
|  | Year | Year 1 |  |  |  | Year 2 |  |  |  | Year 3 |  |  |  | Year 4 |  |  |  | Year 5 |  |  |  | Year 6 |  |  |  | Year 7 |  |  |  | Year 8 |  |  |  | Year 9 |  |  |  | Year 10
|  | Quarter | Q1 | Q2 | Q3 | Q4 | Q1 | Q2 | Q3 | Q4 | Q1 | Q2 | Q3 | Q4 | Q1 | Q2 | Q3 | Q4 | Q1 | Q2 | Q3 | Q4 | Q1 | Q2 | Q3 | Q4 | Q1 | Q2 | Q3 | Q4 | Q1 | Q2 | Q3 | Q4 | Q1 | Q2 | Q3 | Q4 | Q1 | Q2 | Q3 | Q4
Period (Quarter) |  | 0 | 1 | 2 | 3 | 4 | 5 | 6 | 7 | 8 | 9 | 10 | 11 | 12 | 13 | 14 | 15 | 16 | 17 | 18 | 19 | 20 | 21 | 22 | 23 | 24 | 25 | 26 | 27 | 28 | 29 | 30 | 31 | 32 | 33 | 34 | 35 | 36 | 37 | 38 | 39 | 40
Investment amount |  | #REF! | 0 | 0 | 0 | 0 | 0 | 0 | 0 | 0 | 0 | 0 | 0 | 0 | 0 | 0 | 0 | 0 | 0 | 0 | 0 | 0 | 0 | 0 | 0 | 0 | 0 | 0 | 0 | 0 | 0 | 0 | 0 | 0 | 0 | 0 | 0 | 0 | 0 | 0 | 0 | 0
Improvement in Rental Income |  |  | 0 | 0 | 0 | 0 | 0 | 0 | 0 | 0 | 0 | 0 | 0 | 0 | 0 | 0 | 0 | 0 | 0 | 0 | 0 | 0 | 0 | 0 | 0 | 0 | 0 | 0 | 0 | 0 | 0 | 0 | 0 | 0 | 0 | 0 | 0 | 0 | 0 | 0 | 0 | 0
Reduced costs / OPEX savings |  |  | 0 | 0 | 0 | 0 | 0 | 0 | 0 | 0 | 0 | 0 | 0 | 0 | 0 | 0 | 0 | 0 | 0 | 0 | 0 | 0 | 0 | 0 | 0 | 0 | 0 | 0 | 0 | 0 | 0 | 0 | 0 | 0 | 0 | 0 | 0 | 0 | 0 | 0 | 0 | 0
Reduced costs- energy savings | ENTER NO DATA |  | #REF! | #REF! | #REF! | #REF! | #REF! | #REF! | #REF! | #REF! | #REF! | #REF! | #REF! | #REF! | #REF! | #REF! | #REF! | #REF! | #REF! | #REF! | #REF! | #REF! | #REF! | #REF! | #REF! | #REF! | #REF! | #REF! | #REF! | #REF! | #REF! | #REF! | #REF! | #REF! | #REF! | #REF! | #REF! | #REF! | #REF! | #REF! | #REF! | #REF!
Cash outflows / expenses |  |  | 0 | 0 | 0 | 0 | 0 | 0 | 0 | 0 | 0 | 0 | 0 | 0 | 0 | 0 | 0 | 0 | 0 | 0 | 0 | 0 | 0 | 0 | 0 | 0 | 0 | 0 | 0 | 0 | 0 | 0 | 0 | 0 | 0 | 0 | 0 | 0 | 0 | 0 | 0 | 0
Terminal value (end of life / after ten years) |  |  | 0 | 0 | 0 | 0 | 0 | 0 | 0 | 0 | 0 | 0 | 0 | 0 | 0 | 0 | 0 | 0 | 0 | 0 | 0 | 0 | 0 | 0 | 0 | 0 | 0 | 0 | 0 | 0 | 0 | 0 | 0 | 0 | 0 | 0 | 0 | 0 | 0 | 0 | 0 | 0
Net cash flow |  | #REF! | #REF! | #REF! | #REF! | #REF! | #REF! | #REF! | #REF! | #REF! | #REF! | #REF! | #REF! | #REF! | #REF! | #REF! | #REF! | #REF! | #REF! | #REF! | #REF! | #REF! | #REF! | #REF! | #REF! | #REF! | #REF! | #REF! | #REF! | #REF! | #REF! | #REF! | #REF! | #REF! | #REF! | #REF! | #REF! | #REF! | #REF! | #REF! | #REF! | #REF!
Cumlative cashflow |  | #REF! | #REF! | #REF! | #REF! | #REF! | #REF! | #REF! | #REF! | #REF! | #REF! | #REF! | #REF! | #REF! | #REF! | #REF! | #REF! | #REF! | #REF! | #REF! | #REF! | #REF! | #REF! | #REF! | #REF! | #REF! | #REF! | #REF! | #REF! | #REF! | #REF! | #REF! | #REF! | #REF! | #REF! | #REF! | #REF! | #REF! | #REF! | #REF! | #REF! | #REF!
Cost of Interest |  |  | #REF! | #REF! | #REF! | #REF! | #REF! | #REF! | #REF! | #REF! | #REF! | #REF! | #REF! | #REF! | #REF! | #REF! | #REF! | #REF! | #REF! | #REF! | #REF! | #REF! | #REF! | #REF! | #REF! | #REF! | #REF! | #REF! | #REF! | #REF! | #REF! | #REF! | #REF! | #REF! | #REF! | #REF! | #REF! | #REF! | #REF! | #REF! | #REF! | #REF!
Cashflow after interest |  | #REF! | #REF! | #REF! | #REF! | #REF! | #REF! | #REF! | #REF! | #REF! | #REF! | #REF! | #REF! | #REF! | #REF! | #REF! | #REF! | #REF! | #REF! | #REF! | #REF! | #REF! | #REF! | #REF! | #REF! | #REF! | #REF! | #REF! | #REF! | #REF! | #REF! | #REF! | #REF! | #REF! | #REF! | #REF! | #REF! | #REF! | #REF! | #REF! | #REF! | #REF!
Project cost estimate |  | Year 1 Q3 3: #REF!; Year 2 Q1 5: #REF!; Year 2 Q2 6: $/kWh
If project will save electricity only, insert annual kWh savings here: |  |  |  |  | #REF! | kWh |  |  | Yr 1 | Yr 2 | Yr 3 | Yr 4 | Yr 5 | Yr 6 | Yr 7 | Yr 8 | Yr 9 | Yr 10
[8 empty] | $/kWh | 0.2 | 0.21 | 0.2205 | 0.23153 | 0.2431 | 0.25526 | 0.26802 | 0.28142 | 0.29549 | 0.31027
escalation | bar: Yr 2 to Yr 10
Definitions:
Investment amount
Is the amount of CAPEX to be spent. It will all occurr in time 0, but may occurr over a period of time.
It will be a negative number
Improvement in Rental Income
These are cashflows that result from implementing the CAPEX spend and increasing the rent.
They are always a positive number
Reduced costs / OPEX savings
These are the savings generated by the CAPEX investment. For instance energy savings, reduced maintenance costs.
They are always a positive number
Cash outflows / expenses
These are cashflows that are an additional cost which result from implementing the CAPEX spend. For instance scheduled maintenance, metre reading charges, upgrade requirements
They are always a negative number
Terminal value (end of life / after ten years)
At the end of the life of an asset, it maybe sold. Terminal value is these net proceeds
This number maybe 0. It should be entered as 0 or could be a positive number if the capital item can be sold. It should be a net number after all disposal costs.
| Yr 1 | Yr 2 | Yr 3 | Yr 4 | Yr 5 | Yr 6
NSW | Yr 1: 0.125; Yr 2: 0.13875; Yr 3: 0.145 | Yr 7 | Yr 8 | Yr 9 | Yr 10
QLD | Yr 1: 0.125; Yr 2: 0.1375; Yr 3: 0.14875
VIC | Yr 1: 0.125; Yr 2: 0.13375; Yr 3: 0.13875
SA | Yr 1: 0.125; Yr 2: 0.125; Yr 3: 0.13
ACT | Yr 1: 0.125; Yr 2: 0.14; Yr 3: 0.145
Note on A13: Craig Roussac: this is increases over and above current forecast rent from spending CAPEX on this project
Note on A14: Craig Roussac: Each inflow / saving must be positive. Include all cash inflows and savings for duration of asset's life.
Note on A16: Craig Roussac: Each outflow / expense must be negative. Include all expenses for duration of asset's life.
Note on A17: Craig Roussac: Value may be positive or negative (eg if decommissioning and disposal costs are incurred) butbut occurs only once.
Note on A39: Craig Roussac: this is increases over and above current forecast rent from spending CAPEX on this project
Note on A43: Craig Roussac: Each inflow / saving must be positive. Include all cash inflows and savings for duration of asset's life.
Note on A53: Craig Roussac: Value may be positive or negative (eg if decommissioning and disposal costs are incurred) butbut occurs only once.

## 388G-OS (hidden)
Investa Property Group - Property Services
Prepared By: |  |  | Date:
Business Case For Capital Investment
[7 empty] | NLA | #REF!
Project Title: | Various energy efficiency measures
Property: | #REF!
Property No:
Capex No:
Description: | INSERT BRIEF DESCRIPTION- Hit [Alt] + [Enter] at same time to drop row
|  | Year 0 | Y1 | Y2 | Y3 | Y4 | Y5 | Y6 | Y7 | Y8 | Y9 | Y10
Investment amount |  | #REF! | 0 | 0 | 0 | 0 | 0 | 0 | 0 | 0 | 0 | 0
Improvement in Rental Income |  |  | 0 | 0 | 0 | 0 | 0 | 0 | 0 | 0 | 0 | 0
Reduced costs / OPEX savings |  |  | #REF! | #REF! | #REF! | #REF! | #REF! | #REF! | #REF! | #REF! | #REF! | #REF!
Cash outflows / expenses |  |  | 0 | 0 | 0 | 0 | 0 | 0 | 0 | 0 | 0 | 0
Terminal value (end of life / after ten years) |  |  | 0 | 0 | 0 | 0 | 0 | 0 | 0 | 0 | 0 | 0
Net cash flow |  | #REF! | #REF! | #REF! | #REF! | #REF! | #REF! | #REF! | #REF! | #REF! | #REF! | #REF!
savings $/m2 |  |  | #REF! | #REF! | #REF! | #REF! | #REF! | #REF! | #REF! | #REF! | #REF! | #REF!
Information to cut and paste into Strategic Asset Plan
[7 empty] | current | #REF! | #REF! | #REF! | #REF! | #REF!
Is this building a NET or GROSS LEASE building | NET | Y4: NABERS Rating; Y5: #REF!; Y6: #REF!; Y7: #REF!; Y8: #REF!
[6 empty] | Capex proposed: |  | #REF!
Percentage net leases | 0% | Y4: IRR benefit; Y6: #VALUE!
[6 empty] | Valuation impact potential |  | #REF!
Cap rate | 7.5%
Av. annual NOI impact | #REF!
Information to cut and paste into Strategic Asset Plan:
[5 empty] | Current | #REF! | #REF! | #REF!
[5 empty] | #REF! | #REF! | #REF! | #REF!
[5 empty] | Current | FY13* | FY14* | FY15*
[6 empty] | #REF! | 0 | 0
#VALUE!
#REF!
Note on A26: Craig Roussac: this is increases over and above current forecast rent from spending CAPEX on this project
Note on A27: Craig Roussac: Each inflow / saving must be positive. Include all cash inflows and savings for duration of asset's life.
Note on A29: Craig Roussac: Value may be positive or negative (eg if decommissioning and disposal costs are incurred) butbut occurs only once.